## Cover Page
Kontron CS3160 Cloud Storage
Tested Hardware and Operating System List
Revision 1.1
2018-01-03

## Disclaimer
Revision History
Date | Revision Number | Modifications
2016-09-16 | 1 | Initial Release
03 january 2018 | 1.1 | update
Disclaimers
THE INFORMATION IN THIS DOCUMENT IS PROVIDED "AS IS" WITH NO WARRANTIES WHATSOEVER, INCLUDING ANY WARRANTY OF MERCHANTABILITY, FITNESS FOR ANY PARTICULAR PURPOSE, OR ANY WARRANTY OTHERWISE ARISING OUT OF ANY PROPOSAL, SPECIFICATION, OR SAMPLE.
Copyright © Kontron 2016. All rights reserved.

## SSD_HDD
Enterprise: |  |  | (note 2)
Environment: |  |  | Business critical
Availability: |  |  | High
Reliability: |  |  | High
HGST
Series | Model | Interface | Capacity (GB) | Rotational Speed (RPM) | Buffer Size (MB) | NAS Firmware | Form Factor | Recently Updated *
Ultrastar He12 | HUH721212AL5200 | SAS 12.0Gb/s | 12000 | 7200 | 256 | 3.02.02.10 | 3.5" | OK 2017/12/15
Ultrastar He12 | HUH721212ALE600 | SATA 6.0Gb/s | 12000 | 7200 | 256 | 3.02.02.6 | 3.5" | OK 2017/10/03
Ultrastar He12 | HUH721212ALE604 | SATA 6.0Gb/s | 12000 | 7200 | 256 | 3.02.02.6 | 3.5" | OK 2017/10/03
Ultrastar He10 | HUH721010AL5200 | SAS 6.0Gb/s | 10000 | 7200 | 256 | 2014-05-02 | 3.5" | OK 2016/06/27
Ultrastar He10 | HUH721008AL5200 | SAS 6.0Gb/s | 8000 | 7200 | 256 | 2014-05-02 | 3.5" | OK 2016/06/27
Ultrastar He10 | HUH721010ALE604 | SATA 6.0Gb/s | 10000 | 7200 | 256 | 2014-05-02 | 3.5" | OK 2016/08/25
Ultrastar He10 | HUH721010ALE600 | SATA 6.0Gb/s | 10000 | 7200 | 256 | 2014-05-02 | 3.5" | OK 2016/08/25
Ultrastar He10 | HUH721008ALE600 | SATA 6.0Gb/s | 8000 | 7200 | 256 | 2014-05-02 | 3.5" | OK 2016/08/25
Ultrastar He8 | HUH728080ALE600 | SATA 6.0Gb/s | 8000 | 7200 | 128 | 2.04.06a | 3.5" | OK 2015/03/04
Ultrastar He8 | HUH728060ALE600 | SATA 6.0Gb/s | 6000 | 7200 | 128 | 2.04.06a | 3.5" | OK 2015/03/04
Ultrastar He8 | HUH728080AL5200 | SAS 12.0Gb/s | 8000 | 7200 | 128 | 2008-05-02 | 3.5" | OK 2015/04/17
Ultrastar He8 | HUH728060AL5200 | SAS 12.0Gb/s | 6000 | 7200 | 128 | 2008-05-02 | 3.5" | OK 2015/04/17
Ultrastar He10 | HUH721010ALE604 | SATA 6.0Gb/s | 10000 | 7200 | 256 | 2014-05-02 | 3.5" | OK 2016/08/25
Ultrastar He10 | HUH721010ALE600 | SATA 6.0Gb/s | 10000 | 7200 | 256 | 2014-05-02 | 3.5" | OK 2016/08/25
Ultrastar He10 | HUH721008ALE600 | SATA 6.0Gb/s | 8000 | 7200 | 256 | 2014-05-02 | 3.5" | OK 2016/08/25
Ultrastar He8 | HUH728080ALE604 | SATA 6.0Gb/s | 8000 | 7200 | 128 | 2014-05-02 | 3.5" | OK 2016/09/22
Ultrastar He8 | HUH728060ALE604 | SATA 6.0Gb/s | 6000 | 7200 | 128 | 2014-05-02 | 3.5" | OK 2016/09/22
Ultrastar He6 | HUS726060ALS640 | SAS 6.0Gb/s | 6000 | 7200 | 64 | 2.04.05c | 3.5" | OK 2014/04/23
15K600 | HUS156060VLS600 | SAS 6.0Gb/s | 600 | 15000 | 64 | 2007-03-02 | 3.5" | OK 2012/11/27
15K600 | HUS156045VLS600 | SAS 6.0Gb/s | 450 | 15000 | 64 | 2007-03-02 | 3.5" | OK 2012/11/27
15K600 | HUS156030VLS600 | SAS 6.0Gb/s | 300 | 15000 | 64 | 2007-03-02 | 3.5" | OK 2012/11/27
Ultrastar C10K600 | HUC106060CSS600 | SAS 6.0Gb/s | 600 | 10000 | 64 | 2006-05-02 | 2.5" | OK 2015/01/08
Ultrastar C10K600 | HUC106045CSS600 | SAS 6.0Gb/s | 450 | 10000 | 64 | 2006-05-02 | 2.5" | OK 2015/01/08
Ultrastar C10K600 | HUC106030CSS600 | SAS 6.0Gb/s | 300 | 10000 | 64 | 2006-05-02 | 2.5" | OK 2015/01/08
C10K900 | HUC109090CSS600 | SAS 6.0Gb/s | 900 | 10000 | 64 | 2007-03-02 | 2.5" | OK 2012/12/03
C10K900 | HUC109060CSS600 | SAS 6.0Gb/s | 600 | 10000 | 64 | 2007-03-02 | 2.5" | OK 2012/12/03
C10K900 | HUC109045CSS600 | SAS 6.0Gb/s | 450 | 10000 | 64 | 2007-03-02 | 2.5" | OK 2012/12/03
C10K900 | HUC109030CSS600 | SAS 6.0Gb/s | 300 | 10000 | 64 | 2007-03-02 | 2.5" | OK 2012/12/03
C10K1200 | HUC101212CSS600 | SAS 6.0Gb/s | 1200 | 10000 | 64 | 2009-03-02 | 2.5" | OK 2013/05/02
Ultrastar C7K1000 | HUC721010ASS600 | SAS 6.0Gb/s | 1000 | 10200 | 64 | 2.04.05c | 2.5" | OK 2014/04/23
Ultrastar 7K6000 | HUS726060ALE610 | SATA 6.0Gb/s | 6000 | 7200 | 128 | 2006-05-02 | 3.5" | OK 2015/01/13
Ultrastar 7K6000 | HUS726050ALE610 | SATA 6.0Gb/s | 5000 | 7200 | 128 | 2006-05-02 | 3.5" | OK 2015/01/13
Ultrastar 7K6000 | HUS726040ALE610 | SATA 6.0Gb/s | 4000 | 7200 | 128 | 2006-05-02 | 3.5" | OK 2015/01/13
Ultrastar 7K6000 | HUS726020ALE610 | SATA 6.0Gb/s | 2000 | 7200 | 128 | 2006-05-02 | 3.5" | OK 2015/01/13
Ultrastar 7K6000 | HUS726060AL5210 | SAS 12.0Gb/s | 6000 | 7200 | 128 | 2008-05-02 | 3.5" | OK 2015/04/27
Ultrastar 7K6000 | HUS726050AL5210 | SAS 12.0Gb/s | 5000 | 7200 | 128 | 2008-05-02 | 3.5" | OK 2015/04/27
Ultrastar 7K6000 | HUS726040AL5210 | SAS 12.0Gb/s | 4000 | 7200 | 128 | 2008-05-02 | 3.5" | OK 2015/04/27
Ultrastar 7K6000 | HUS726020AL5210 | SAS 12.0Gb/s | 2000 | 7200 | 128 | 2008-05-02 | 3.5" | OK 2015/04/27
Ultrastar 7K4000 | HUS724040ALE640 | SATA 6.0Gb/s | 4000 | 7200 | 64 | 2002-02-02 | 3.5" | OK 2012/07/25
Ultrastar 7K4000 | HUS724030ALE640 | SATA 6.0Gb/s | 3000 | 7200 | 64 | 2002-02-02 | 3.5" | OK 2012/07/25
Ultrastar 7K4000 | HUS724020ALE640 | SATA 6.0Gb/s | 2000 | 7200 | 64 | 2002-02-02 | 3.5" | OK 2012/07/25
Ultrastar 7K4000 | HUS724040ALA640 | SATA 6.0Gb/s | 4000 | 7200 | 64 | 2009-03-02 | 3.5" | OK 2013/05/02
Ultrastar 7K4000 | HUS724030ALA640 | SATA 6.0Gb/s | 3000 | 7200 | 64 | 2009-03-02 | 3.5" | OK 2013/05/02
Ultrastar 7K4000 | HUS724020ALA640 | SATA 6.0Gb/s | 2000 | 7200 | 64 | 2009-03-02 | 3.5" | OK 2013/05/02
Ultrastar 7K4000 | HUS724040ALS640 | SAS 6.0Gb/s | 4000 | 7200 | 64 | 2009-03-02 | 3.5" | OK 2013/05/09
Ultrastar 7K4000 | HUS724030ALS640 | SAS 6.0Gb/s | 3000 | 7200 | 64 | 2009-03-02 | 3.5" | OK 2013/05/09
Ultrastar 7K4000 | HUS724020ALS640 | SAS 6.0Gb/s | 2000 | 7200 | 64 | 2009-03-02 | 3.5" | OK 2013/05/09
Ultrastar 7K3000 | HUS723030ALS640 | SAS 6.0Gb/s | 3000 | 7200 | 64 | 2.00.03 | 3.5" | OK 2011/12/05
Ultrastar 7K3000 | HUS723020ALS640 | SAS 6.0Gb/s | 2000 | 7200 | 64 | 2.00.03 | 3.5" | OK 2011/12/05
Ultrastar 7K3000 | HUA723030ALA640 | SATA 6.0Gb/s | 3000 | 7200 | 64 | 2.00.03 | 3.5" | OK 2011/11/29
Ultrastar 7K3000 | HUA723020ALA640 | SATA 6.0Gb/s | 2000 | 7200 | 64 | 2.00.03 | 3.5" | OK 2011/11/29
Travelstar 5K1000 EA | HTE541010A9E680 | SATA 6.0Gb/s | 1000 | 5400 | 8 | 2008-03-02 | 2.5" | OK 2012/12/21
Travelstar 5K1000 EA | HTE541075A9E680 | SATA 6.0Gb/s | 750 | 5400 | 8 | 2008-03-02 | 2.5" | OK 2012/12/21
Travelstar 5K1000 EA | HTE541064A9E680 | SATA 6.0Gb/s | 640 | 5400 | 8 | 2008-03-02 | 2.5" | OK 2012/12/21
MegaScale DC 4000.B | HMS5C4040BLE640 | SATA 6.0Gb/s | 4000 | CoolSpin | 64 | 2001-04-02 | 3.5" | OK 2014/01/02
MegaScale OEM | HMS5C4040ALE640 | SATA 6.0Gb/s | 4000 | 5700 | 64 | 2004-05-02 | 3.5" | OK 2014/10/01
Ultrastar 7K6000 | HUS726060ALE614 | SATA 6.0Gb/s | 6000 | 7200 | 128 | 2014-05-02 | 3.5" | OK 2016/09/22
Ultrastar 7K6000 | HUS726050ALE614 | SATA 6.0Gb/s | 5000 | 7200 | 128 | 2014-05-02 | 3.5" | OK 2016/09/22
Ultrastar 7K6000 | HUS726040ALE614 | SATA 6.0Gb/s | 4000 | 7200 | 128 | 2014-05-02 | 3.5" | OK 2016/09/22
Ultrastar 7K6000 | HUS726020ALE614 | SATA 6.0Gb/s | 2000 | 7200 | 128 | 2014-05-02 | 3.5" | OK 2016/09/22
Ultrastar 7K6000 | HUS726040ALA614 | SATA 6.0Gb/s | 4000 | 7200 | 128 | 2014-05-02 | 3.5" | OK 2016/09/22
Ultrastar 7K6000 | HUS726020ALA614 | SATA 6.0Gb/s | 2000 | 7200 | 128 | 2014-05-02 | 3.5" | OK 2016/09/22
HGST SSD
Series | Model | Interface | Capacity (GB) | Rotational Speed (RPM) |  | NAS Firmware | Form Factor | Recently Updated *
Ultrastar SSD400M | HUSML4040ASS600 | SAS 6.0Gb/s | 400 | SSD |  | 2.00.01.1 | 2.5" | OK 2011/11/29
Ultrastar SSD400M | HUSML4020ASS600 | SAS 6.0Gb/s | 200 | SSD |  | 2.00.01.1 | 2.5" | OK 2011/11/29
Ultrastar SSD1600MR | HUSMR1616ASS200 | SAS 12.0Gb/s | 1600 | SSD |  | v2.05.08.20150416 | 2.5" | OK 2015/09/25
Ultrastar SSD1600MR | HUSMR1610ASS200 | SAS 12.0Gb/s | 1000 | SSD |  | v2.05.08.20150416 | 2.5" | OK 2015/09/25
Ultrastar SSD1600MR | HUSMR1680ASS200 | SAS 12.0Gb/s | 800 | SSD |  | v2.05.08.20150416 | 2.5" | OK 2015/09/25
Ultrastar SSD1600MR | HUSMR1650ASS200 | SAS 12.0Gb/s | 500 | SSD |  | v2.05.08.20150416 | 2.5" | OK 2015/09/25
Ultrastar SSD1600MR | HUSMR1640ASS200 | SAS 12.0Gb/s | 400 | SSD |  | v2.05.08.20150416 | 2.5" | OK 2015/09/25
Ultrastar SSD1600MR | HUSMR1625ASS200 | SAS 12.0Gb/s | 250 | SSD |  | v2.05.08.20150416 | 2.5" | OK 2015/09/25
Ultrastar SSD1600MM | HUSMM1616ASS200 | SAS 12.0Gb/s | 1600 | SSD |  | v2.05.12.3 | 2.5" | OK 2016/02/23
Ultrastar SSD1600MM | HUSMM1680ASS200 | SAS 12.0Gb/s | 800 | SSD |  | v2.05.12.3 | 2.5" | OK 2016/02/23
Ultrastar SSD1600MM | HUSMM1640ASS200 | SAS 12.0Gb/s | 400 | SSD |  | v2.05.12.3 | 2.5" | OK 2016/02/23
Ultrastar SSD1600MM | HUSMM1620ASS200 | SAS 12.0Gb/s | 200 | SSD |  | v2.05.12.3 | 2.5" | OK 2016/02/23
Intel SSD
Series | Model | Interface | Capacity (GB) | Rotational Speed (RPM) |  | NAS Firmware | Form Factor | Recently Updated
520 Series | SSDSC2CW480A3 | SATA 6.0Gb/s | 480 | SSD |  | 2.03.08 | 2.5" | OK 2013/02/07
520 Series | SSDSC2CW240A3 | SATA 6.0Gb/s | 240 | SSD |  | 2.03.08 | 2.5" | OK 2013/02/07
520 Series | SSDSC2CW180A3 | SATA 6.0Gb/s | 180 | SSD |  | 2.03.08 | 2.5" | OK 2013/02/07
520 Series | SSDSC2CW120A3 | SATA 6.0Gb/s | 120 | SSD |  | 2.03.08 | 2.5" | OK 2013/02/07
520 Series | SSDSC2CW060A3 | SATA 6.0Gb/s | 60 | SSD |  | 2.03.08 | 2.5" | OK 2013/02/07
S3500 Series | SSDSC2BB080 | SATA 6.0Gb/s | 80 | SSD |  | 2.04.01.2 | 2.5" | OK 2013/09/12
S3500 Series | SSDSC2BB120 | SATA 6.0Gb/s | 120 | SSD |  | 2.04.01.2 | 2.5" | OK 2013/09/12
S3500 Series | SSDSC2BB160 | SATA 6.0Gb/s | 160 | SSD |  | 2.04.01.2 | 2.5" | OK 2013/09/12
S3500 Series | SSDSC2BB240 | SATA 6.0Gb/s | 240 | SSD |  | 2.04.01.2 | 2.5" | OK 2013/09/12
S3500 Series | SSDSC2BB300 | SATA 6.0Gb/s | 300 | SSD |  | 2.04.01.2 | 2.5" | OK 2013/09/12
S3500 Series | SSDSC2BB480 | SATA 6.0Gb/s | 480 | SSD |  | 2.04.01.2 | 2.5" | OK 2013/09/12
S3500 Series | SSDSC2BB600 | SATA 6.0Gb/s | 600 | SSD |  | 2.04.01.2 | 2.5" | OK 2013/09/12
S3500 Series | SSDSC2BB800 | SATA 6.0Gb/s | 800 | SSD |  | 2.04.01.2 | 2.5" | OK 2013/09/12
Seagate SSD
Series | Model | Interface | Capacity (GB) | Rotational Speed (RPM) |  | NAS Firmware | Form Factor | Recently Updated *
1200 SSD | ST800FM0043 | SAS 12.0Gb/s | 800 | SSD |  | 2.04.06 | 2.5" | OK 2014/10/02
1200 SSD | ST400FM0053 | SAS 12.0Gb/s | 400 | SSD |  | 2.04.06 | 2.5" | OK 2014/10/02
1200 SSD | ST200FM0053 | SAS 12.0Gb/s | 200 | SSD |  | 2.04.06 | 2.5" | OK 2014/10/02
Seagate
Series | Model | Interface | Capacity (GB) | Rotational Speed (RPM) | Buffer Size (MB) | NAS Firmware | Form Factor | Recently Updated *
IronWolf Pro | ST12000NE0007 | SATA 6.0Gb/s | 12000 | 7200 | 256 | 3.02.02.6 | 3.5" | OK 2017/10/03
IronWolf Pro | ST10000NE0004 | SATA 6.0Gb/s | 10000 | 7200 | 256 | 3.02.02.6 | 3.5" | OK 2017/10/03
IronWolf Pro | ST8000NE0004 | SATA 6.0Gb/s | 8000 | 7200 | 256 | 2.05.14.4 | 3.5" | OK 2016/12/28
IronWolf Pro | ST8000NE0021 | SATA 6.0Gb/s | 8000 | 7200 | 256 | 2.05.14.4 | 3.5" | OK 2016/12/28
IronWolf Pro | ST6000NE0001 | SATA 6.0Gb/s | 6000 | 7200 | 256 | 2.05.14.4 | 3.5" | OK 2016/12/28
IronWolf Pro | ST6000NE0011 | SATA 6.0Gb/s | 6000 | 7200 | 256 | 2.05.14.4 | 3.5" | OK 2016/12/28
IronWolf Pro | ST6000NE0021 | SATA 6.0Gb/s | 6000 | 7200 | 256 | 2.05.14.4 | 3.5" | OK 2016/12/28
IronWolf Pro | ST6000NE0023 | SATA 6.0Gb/s | 6000 | 7200 | 128 | 2.05.14.4 | 3.5" | OK 2016/10/17
IronWolf Pro | ST4000NE0025 | SATA 6.0Gb/s | 4000 | 7200 | 256 | 2.05.14.4 | 3.5" | OK 2016/10/17
IronWolf Pro | ST2000NE0025 | SATA 6.0Gb/s | 2000 | 7200 | 128 | 2.05.14.4 | 3.5" | OK 2016/10/17
Cheetah 15K.7 | ST3600057SS | SAS 6.0Gb/s | 600 | 15000 | 16 | 2.00.03 | 3.5" | OK 2011/11/29
Cheetah 15K.7 | ST3600957SS | SAS 6.0Gb/s | 600 | 15000 | 16 | 1.00.10 | 3.5" | OK 2013/10/22
Cheetah 15K.7 | ST3600857SS | SAS 6.0Gb/s | 600 | 15000 | 16 | 1.00.10 | 3.5" | OK 2013/10/22
Cheetah 15K.7 | ST3450857SS | SAS 6.0Gb/s | 450 | 15000 | 16 | 1.00.10 | 3.5" | OK 2013/10/22
Cheetah 15K.7 | ST3450757SS | SAS 6.0Gb/s | 450 | 15000 | 16 | 1.00.10 | 3.5" | OK 2013/10/22
Cheetah 15K.7 | ST3450657SS | SAS 6.0Gb/s | 450 | 15000 | 16 | 1.00.10 | 3.5" | OK 2013/10/22
Cheetah 15K.7 | ST3300657SS | SAS 6.0Gb/s | 300 | 15000 | 16 | 1.00.10 | 3.5" | OK 2013/10/22
Cheetah 15K.7 | ST3300557SS | SAS 6.0Gb/s | 300 | 15000 | 16 | 1.00.10 | 3.5" | OK 2013/10/22
Cheetah 15K.7 | ST3300457SS | SAS 6.0Gb/s | 300 | 15000 | 16 | 1.00.10 | 3.5" | OK 2013/10/22
Cheetah 15K.6 | ST3450856SS | SAS 6.0Gb/s | 450 | 15000 | 16 | 2.00.03 | 3.5" | OK 2011/11/29
Cheetah 15K.6 | ST3300656SS | SAS 6.0Gb/s | 300 | 15000 | 16 | 2.00.03 | 3.5" | OK 2011/11/29
Cheetah 15K.6 | ST3146356SS | SAS 6.0Gb/s | 146 | 15000 | 16 | 2.00.03 | 3.5" | OK 2011/11/29
Savvio 10K.5 | ST9900805SS | SAS 6.0Gb/s | 900 | 10000 | 64 | 2.00.03 | 2.5" | OK 2011/11/29
Savvio 10K.5 | ST9300605SS | SAS 6.0Gb/s | 300 | 10000 | - | 2.00.03 | 2.5" | OK 2011/11/29
Enterprise Capacity | ST8000NM0075 | SAS 12.0Gb/s | 8000 | 7200 | 256 | 2.06.02.6 | 3.5" | OK 2017/05/19
Enterprise Capacity | ST8000NM0175 | SAS 12.0Gb/s | 8000 | 7200 | 256 | 2.06.02.6 | 3.5" | OK 2017/05/19
Enterprise Capacity | ST8000NM0085 | SAS 12.0Gb/s | 8000 | 7200 | 256 | 2.06.02.6 | 3.5" | OK 2017/05/19
Enterprise Capacity | ST8000NM0135 | SAS 12.0Gb/s | 8000 | 7200 | 256 | 2.06.02.6 | 3.5" | OK 2017/05/19
Enterprise Capacity | ST6000NM0095 | SAS 12.0Gb/s | 6000 | 7200 | 256 | 2.06.02.6 | 3.5" | OK 2017/05/19
Enterprise Capacity | ST6000NM0225 | SAS 12.0Gb/s | 6000 | 7200 | 256 | 2.06.02.6 | 3.5" | OK 2017/05/19
Enterprise Capacity | ST6000NM0195 | SAS 12.0Gb/s | 6000 | 7200 | 256 | 2.06.02.6 | 3.5" | OK 2017/05/19
Enterprise Capacity | ST6000NM0285 | SAS 12.0Gb/s | 6000 | 7200 | 256 | 2.06.02.6 | 3.5" | OK 2017/05/19
Enterprise Capacity | ST4000NM0125 | SAS 12.0Gb/s | 4000 | 7200 | 128 | 2.06.02.6 | 3.5" | OK 2017/05/19
Enterprise Capacity | ST4000NM0255 | SAS 12.0Gb/s | 4000 | 7200 | 128 | 2.06.02.6 | 3.5" | OK 2017/05/19
Enterprise Capacity | ST4000NM0235 | SAS 12.0Gb/s | 4000 | 7200 | 128 | 2.06.02.6 | 3.5" | OK 2017/05/19
Enterprise Capacity | ST2000NM0135 | SAS 12.0Gb/s | 2000 | 7200 | 128 | 2.06.02.6 | 3.5" | OK 2017/05/19
Enterprise Capacity | ST4000NM0035 | SATA 6.0Gb/s | 4000 | 7200 | 128 | 2.06.02.6 | 3.5" | OK 2017/05/19
Enterprise Capacity | ST4000NM0045 | SATA 6.0Gb/s | 4000 | 7200 | 128 | 2.06.02.6 | 3.5" | OK 2017/05/19
Enterprise Capacity | ST4000NM0105 | SATA 6.0Gb/s | 4000 | 7200 | 128 | 2.06.02.6 | 3.5" | OK 2017/05/19
Enterprise Capacity | ST3000NM0005 | SATA 6.0Gb/s | 3000 | 7200 | 128 | 2.06.02.6 | 3.5" | OK 2017/05/19
Enterprise Capacity | ST3000NM0015 | SATA 6.0Gb/s | 3000 | 7200 | 128 | 2.06.02.6 | 3.5" | OK 2017/05/19
Enterprise Capacity | ST3000NM0055 | SATA 6.0Gb/s | 3000 | 7200 | 128 | 2.06.02.6 | 3.5" | OK 2017/05/19
Enterprise Capacity | ST2000NM0055 | SATA 6.0Gb/s | 2000 | 7200 | 128 | 2.06.02.6 | 3.5" | OK 2017/05/19
Enterprise Capacity | ST2000NM0065 | SATA 6.0Gb/s | 2000 | 7200 | 128 | 2.06.02.6 | 3.5" | OK 2017/05/19
Enterprise Capacity | ST1000NM0055 | SATA 6.0Gb/s | 1000 | 7200 | 128 | 2.06.02.6 | 3.5" | OK 2017/05/19
Enterprise Capacity | ST1000NM0065 | SATA 6.0Gb/s | 1000 | 7200 | 128 | 2.06.02.6 | 3.5" | OK 2017/05/19
Constellation ES.3 | ST6000NM0024 | SATA 6.0Gb/s | 6000 | 7200 | 128 | 2.04.05c | 3.5" | OK 2014/04/23
Constellation ES.3 | ST5000NM0024 | SATA 6.0Gb/s | 5000 | 7200 | 128 | 2.04.05c | 3.5" | OK 2014/04/23
Constellation ES.3 | ST4000NM0024 | SATA 6.0Gb/s | 4000 | 7200 | 128 | 2.04.05c | 3.5" | OK 2014/04/23
Constellation ES.3 | ST2000NM0024 | SATA 6.0Gb/s | 2000 | 7200 | 128 | 2.04.05c | 3.5" | OK 2014/04/23
Constellation ES.3 | ST4000NM0023 | SAS 6.0Gb/s | 4000 | 7200 | 128 | 39509 | 3.5" | OK 2013/04/22
Constellation ES.3 | ST3000NM0023 | SAS 6.0Gb/s | 3000 | 7200 | 128 | 39509 | 3.5" | OK 2013/04/22
Constellation ES.3 | ST2000NM0023 | SAS 6.0Gb/s | 2000 | 7200 | 128 | 39509 | 3.5" | OK 2013/04/22
Constellation ES.3 | ST1000NM0023 | SAS 6.0Gb/s | 1000 | 7200 | 128 | 39509 | 3.5" | OK 2013/04/22
Constellation ES.3 | ST4000NM0033 | SATA 6.0Gb/s | 4000 | 7200 | 128 | 39509 | 3.5" | OK 2013/01/11
Constellation ES.3 | ST3000NM0033 | SATA 6.0Gb/s | 3000 | 7200 | 128 | 39509 | 3.5" | OK 2013/01/11
Constellation ES.3 | ST2000NM0033 | SATA 6.0Gb/s | 2000 | 7200 | 128 | 39509 | 3.5" | OK 2013/03/15
Constellation ES.3 | ST1000NM0033 | SATA 6.0Gb/s | 1000 | 7200 | 128 | 39509 | 3.5" | OK 2013/03/15
Constellation ES.2 | ST33000650NS | SATA 6.0Gb/s | 3000 | 7200 | 64 | 2.00.03 | 3.5" | OK 2011/11/29
Constellation ES.2 | ST32000645NS | SATA 6.0Gb/s | 2000 | 7200 | 64 | 39143 | 3.5" | OK 2012/12/06
Constellation.2 | ST91000640SS | SAS 6.0Gb/s | 1000 | 7200 | 64 | 2.00.03 | 2.5" | OK 2011/11/29
Constellation.2 | ST9500620SS | SAS 6.0Gb/s | 500 | 7200 | 64 | 2.00.03 | 2.5" | OK 2011/11/29
Constellation.2 | ST91000640NS | SATA 6.0Gb/s | 1000 | 7200 | 64 | 2.00.03 | 2.5" | OK 2011/11/29
Constellation.2 | ST9500620NS | SATA 6.0Gb/s | 500 | 7200 | 64 | 2.00.03 | 2.5" | OK 2011/11/29
Constellation.2 | ST9250610NS | SATA 6.0Gb/s | 250 | 7200 | 64 | 2.00.03 | 2.5" | OK 2011/11/29
Constellation ES | ST32000444SS | SAS 6.0Gb/s | 2000 | 7200 | 16 | 2.00.03 | 3.5" | OK 2011/11/29
Constellation ES | ST31000424SS | SAS 6.0Gb/s | 1000 | 7200 | 16 | 2.00.03 | 3.5" | OK 2011/11/29
Constellation ES | ST3500414SS | SAS 6.0Gb/s | 500 | 7200 | 16 | 2.00.03 | 3.5" | OK 2011/11/29
Constellation ES | ST2000NM0011 | SATA 6.0Gb/s | 2000 | 7200 | 64 | 2.00.03 | 3.5" | OK 2011/11/29
Constellation ES | ST1000NM0011 | SATA 6.0Gb/s | 1000 | 7200 | 64 | 2.00.03 | 3.5" | OK 2011/11/29
Constellation ES | ST500NM0011 | SATA 6.0Gb/s | 500 | 7200 | 64 | 2.00.03 | 3.5" | OK 2011/11/29
Constellation ES | ST32000644NS | SATA 3.0Gb/s | 2000 | 7200 | 64 | 2.00.03 | 3.5" | OK 2011/11/29
Constellation ES | ST31000524NS | SATA 3.0Gb/s | 1000 | 7200 | 32 | 2.00.03 | 3.5" | OK 2011/11/29
Constellation ES | ST3500514NS | SATA 3.0Gb/s | 500 | 7200 | 32 | 2.00.03 | 3.5" | OK 2011/11/29
Terascale HDD | ST4000NC001 | SATA 6.0Gb/s | 4000 | 5900 | 64 | 36983 | 3.5" | OK 2013/07/15
Terascale HDD | ST4000NC000 | SATA 6.0Gb/s | 4000 | 5900 | 64 | 36983 | 3.5" | OK 2013/07/15
Constellation CS | ST3000NC000 | SATA 6.0Gb/s | 3000 | 7200 | 64 | 39509 | 3.5" | OK 2013/02/19
Constellation CS | ST2000NC000 | SATA 6.0Gb/s | 2000 | 7200 | 64 | 39509 | 3.5" | OK 2013/02/19
Constellation CS | ST1000NC000 | SATA 6.0Gb/s | 1000 | 7200 | 64 | 39509 | 3.5" | OK 2013/02/19
Constellation CS | ST3000NC002 | SATA 6.0Gb/s | 3000 | 7200 | 64 | 39509 | 3.5" | OK 2013/02/19
Constellation CS | ST2000NC001 | SATA 6.0Gb/s | 2000 | 7200 | 64 | 39509 | 3.5" | OK 2013/02/19
Constellation CS | ST1000NC001 | SATA 6.0Gb/s | 1000 | 7200 | 64 | 39509 | 3.5" | OK 2013/02/19
Enterprise NAS HDD | ST6000VN0001 | SATA 6.0Gb/s | 6000 | 7200 | 128 | 38839 | 3.5" | OK 2015/02/09
Enterprise NAS HDD | ST5000VN0001 | SATA 6.0Gb/s | 5000 | 7200 | 128 | 38839 | 3.5" | OK 2015/02/09
Enterprise NAS HDD | ST4000VN0001 | SATA 6.0Gb/s | 4000 | 7200 | 128 | 38839 | 3.5" | OK 2015/02/09
Enterprise NAS HDD | ST3000VN0001 | SATA 6.0Gb/s | 3000 | 7200 | 128 | 38839 | 3.5" | OK 2015/02/09
Enterprise NAS HDD | ST2000VN0001 | SATA 6.0Gb/s | 2000 | 7200 | 128 | 38839 | 3.5" | OK 2015/02/09
Enterprise NAS HDD | ST6000VN0011 | SATA 6.0Gb/s | 6000 | 7200 | 128 | 2.04.06a | 3.5" | OK 2015/03/12
Enterprise NAS HDD | ST5000VN0011 | SATA 6.0Gb/s | 5000 | 7200 | 128 | 2.04.06a | 3.5" | OK 2015/03/12
Enterprise NAS HDD | ST4000VN0011 | SATA 6.0Gb/s | 4000 | 7200 | 128 | 2.04.06a | 3.5" | OK 2015/03/12
Enterprise NAS HDD | ST3000VN0011 | SATA 6.0Gb/s | 3000 | 7200 | 128 | 2.04.06a | 3.5" | OK 2015/03/12
Enterprise NAS HDD | ST2000VN0011 | SATA 6.0Gb/s | 2000 | 7200 | 128 | 2.04.06a | 3.5" | OK 2015/03/12
Enterprise HDD | ST8000NM0055 | SATA 6.0Gb/s | 8000 | 7200 | 256 | 41031 | 3.5" | OK 2015/09/30 (*13)
Enterprise HDD | ST6000NM0065 | SATA 6.0Gb/s | 6000 | 7200 | 256 | 41031 | 3.5" | OK 2015/09/30 (*13)
Enterprise HDD | ST8000NE0001 | SATA 6.0Gb/s | 8000 | 7200 | 256 | 41031 | 3.5" | OK 2015/11/30 (*13)
Enterprise HDD | ST8000NE0011 | SATA 6.0Gb/s | 6000 | 7200 | 256 | 41031 | 3.5" | OK 2015/11/30 (*13)
Enterprise NAS HDD | ST8000VN0002 | SATA 6.0Gb/s | 8000 | 7200 | 256 | 41031 | 3.5" | OK 2015/12/31 (*13)
Enterprise NAS HDD | ST8000VN0012 | SATA 6.0Gb/s | 8000 | 7200 | 256 | 41031 | 3.5" | OK 2015/12/31 (*13)
Enterprise NAS HDD | ST6000VN0021 | SATA 6.0Gb/s | 6000 | 7200 | 256 | 41031 | 3.5" | OK 2015/12/31 (*13)
Enterprise NAS HDD | ST6000VN0031 | SATA 6.0Gb/s | 6000 | 7200 | 256 | 41031 | 3.5" | OK 2015/12/31 (*13)
Enterprise NAS HDD | ST6000NE0003 | SATA 6.0Gb/s | 6000 | 7200 | 256 | 2.05.14.4 | 3.5" | OK 2016/10/17
Enterprise NAS HDD | ST4000NE0015 | SATA 6.0Gb/s | 4000 | 7200 | 128 | 2.05.14.4 | 3.5" | OK 2016/10/17
Enterprise NAS HDD | ST2000NE0015 | SATA 6.0Gb/s | 2000 | 7200 | 128 | 2.05.14.4 | 3.5" | OK 2016/10/17
Toshiba
Series | Model | Interface | Capacity (GB) | Rotational Speed (RPM) | Buffer Size (MB) | NAS Firmware | Form Factor | Recently Updated *
MG04 | MG04ACA400N | SATA 6.0Gb/s | 4000 | 7200 | 128 | 3.02.02.6 | 3.5" | OK 2017/10/03
MG04 | MG04ACA200N | SATA 6.0Gb/s | 2000 | 7200 | 128 | 3.02.02.6 | 3.5" | OK 2017/10/03
MG04 | MG04ACA100N | SATA 6.0Gb/s | 1000 | 7200 | 128 | 3.02.02.6 | 3.5" | OK 2017/10/03
MG04 | MG04ACA600E | SATA 6.0Gb/s | 6000 | 7200 | 128 | 2008-05-02 | 3.5" | OK 2015/05/07
MG04 | MG04ACA500E | SATA 6.0Gb/s | 5000 | 7200 | 128 | 2.04.05c | 3.5" | OK 2014/09/04
MG04 | MG04ACA400E | SATA 6.0Gb/s | 4000 | 7200 | 128 | 2.04.05c | 3.5" | OK 2014/09/04
MG04 | MG04ACA300E | SATA 6.0Gb/s | 3000 | 7200 | 128 | 2.04.05c | 3.5" | OK 2014/09/04
MG04 | MG04ACA200E | SATA 6.0Gb/s | 2000 | 7200 | 128 | 2.04.05c | 3.5" | OK 2014/09/04
MBF2-RC | MBF2600RC | SAS 6.0Gb/s | 600 | 10025 | 16 | 2.00.03 | 2.5" | OK 2011/11/29
MBF2-RC | MBF2450RC | SAS 6.0Gb/s | 450 | 10025 | 16 | 2.00.03 | 2.5" | OK 2011/11/29
MBF2-RC | MBF2300RC | SAS 6.0Gb/s | 300 | 10025 | 16 | 2.00.03 | 2.5" | OK 2011/11/29
MKx001TRKB | MK1001TRKB | SAS 6.0Gb/s | 1000 | 7200 | 16 | 2002-02-02 | 3.5" | OK 2012/09/19
MKx001TRKB | MK2001TRKB | SAS 6.0Gb/s | 2000 | 7200 | 16 | 2002-02-02 | 3.5" | OK 2012/09/19
AL13SE | AL13SEB300 | SAS 6.0Gb/s | 300 | 10500 | 64 | 2001-04-02 | 2.5" | OK 2013/06/25
AL13SE | AL13SEB450 | SAS 6.0Gb/s | 450 | 10500 | 64 | 2001-04-02 | 2.5" | OK 2013/06/25
AL13SE | AL13SEB600 | SAS 6.0Gb/s | 600 | 10500 | 64 | 2001-04-02 | 2.5" | OK 2013/06/25
AL13SE | AL13SEB900 | SAS 6.0Gb/s | 900 | 10500 | 64 | 2001-04-02 | 2.5" | OK 2013/06/25
AL13SEL | AL13SEL300 | SAS 6.0Gb/s | 300 | 10500 | 64 | 2001-04-02 | 3.5" | OK 2013/06/25
AL13SEL | AL13SEL450 | SAS 6.0Gb/s | 450 | 10500 | 64 | 2001-04-02 | 3.5" | OK 2013/06/25
AL13SEL | AL13SEL600 | SAS 6.0Gb/s | 600 | 10500 | 64 | 2001-04-02 | 3.5" | OK 2013/06/25
AL13SEL | AL13SEL900 | SAS 6.0Gb/s | 900 | 10500 | 64 | 2001-04-02 | 3.5" | OK 2013/06/25
MKx002TSKB | MK2002TSKB | SATA 3.0Gb/s | 2000 | 7200 | 16 | 2001-01-02 | 3.5" | OK 2012/02/03
MKx002TSKB | MK1002TSKB | SATA 3.0Gb/s | 1000 | 7200 | 64 | 2001-01-02 | 3.5" | OK 2012/02/03
MBF2-LRC | MBF230LRC | SAS 6.0Gb/s | 300 | 10025 | 16 | 2003-03-02 | 3.5" | OK 2012/09/19
MBF2-LRC | MBF245LRC | SAS 6.0Gb/s | 450 | 10025 | 16 | 2003-03-02 | 3.5" | OK 2012/09/19
MBF2-LRC | MBF260LRC | SAS 6.0Gb/s | 600 | 10025 | 16 | 2003-03-02 | 3.5" | OK 2012/09/19
MG04SCAxxxA | MG04SCA500A | SAS 6.0Gb/s | 5000 | 7200 | 64 | 2.04.05c | 3.5" | OK 2014/04/23
MG04SCAxxxA | MG04SCA400A | SAS 6.0Gb/s | 4000 | 7200 | 64 | 2.04.05c | 3.5" | OK 2014/04/23
MG04SCAxxxA | MG04SCA300A | SAS 6.0Gb/s | 3000 | 7200 | 64 | 2.04.05c | 3.5" | OK 2014/04/23
MG04SCAxxxA | MG04SCA200A | SAS 6.0Gb/s | 2000 | 7200 | 64 | 2.04.05c | 3.5" | OK 2014/04/23
MG04SCAxxxE | MG04SCA500E | SAS 6.0Gb/s | 5000 | 7200 | 64 | 2008-05-02 | 3.5 | OK 2015/04/28
MG04SCAxxxE | MG04SCA400E | SAS 6.0Gb/s | 4000 | 7200 | 64 | 2008-05-02 | 3.5" | OK 2015/04/28
MG04SCAxxxE | MG04SCA300E | SAS 6.0Gb/s | 3000 | 7200 | 64 | 2008-05-02 | 3.5" | OK 2015/04/28
MG04SCAxxxE | MG04SCA200E | SAS 6.0Gb/s | 2000 | 7200 | 64 | 2008-05-02 | 3.5" | OK 2015/04/28
MG03SCAxxx | MG03SCA400 | SAS 6.0Gb/s | 4000 | 7200 | 64 | 2008-03-02 | 3.5" | OK 2013/03/06
MG03SCAxxx | MG03SCA300 | SAS 6.0Gb/s | 3000 | 7200 | 64 | 2008-03-02 | 3.5" | OK 2013/03/06
MG03SCAxxx | MG03SCA200 | SAS 6.0Gb/s | 2000 | 7200 | 64 | 2008-03-02 | 3.5" | OK 2013/03/06
MG03SCAxxx | MG03SCA100 | SAS 6.0Gb/s | 1000 | 7200 | 64 | 2008-03-02 | 3.5" | OK 2013/03/06
MG03ACAxxx | MG03ACA400 | SATA 6.0Gb/s | 4000 | 7200 | 64 | 2.04.05c | 3.5" | OK 2014/05/20
MG03ACAxxx | MG03ACA300 | SATA 6.0Gb/s | 3000 | 7200 | 64 | 2.04.05c | 3.5" | OK 2014/05/20
MG03ACAxxx | MG03ACA200 | SATA 6.0Gb/s | 2000 | 7200 | 64 | 2.04.05c | 3.5" | OK 2014/05/20
MG03ACAxxx | MG03ACA100 | SATA 6.0Gb/s | 1000 | 7200 | 64 | 2.04.05c | 3.5" | OK 2014/05/20
MC04ACAxxxE | MC04ACA500E | SATA 6.0Gb/s | 5000 | 7200 | 128 | 2.04.05c | 3.5" | OK 2014/09/04
MC04ACAxxxE | MC04ACA400E | SATA 6.0Gb/s | 4000 | 7200 | 128 | 2.04.05c | 3.5" | OK 2014/09/04
MC04ACAxxxE | MC04ACA300E | SATA 6.0Gb/s | 3000 | 7200 | 128 | 2.04.05c | 3.5" | OK 2014/09/04
MC04ACAxxxE | MC04ACA200E | SATA 6.0Gb/s | 2000 | 7200 | 128 | 2.04.05c | 3.5" | OK 2014/09/04
Enterprise | MG04SCA60EE | SAS 6.0Gb/s | 6000 | 7200 | 128 | 2012-05-02 | 3.5" | OK 2015/11/09
Enterprise | MG04SCA50EE | SAS 6.0Gb/s | 5000 | 7200 | 128 | 2012-05-02 | 3.5" | OK 2015/11/09
Enterprise | MG04SCA40EE | SAS 6.0Gb/s | 4000 | 7200 | 128 | 2012-05-02 | 3.5" | OK 2015/11/09
Enterprise | MG04SCA20EE | SAS 6.0Gb/s | 2000 | 7200 | 128 | 2012-05-02 | 3.5" | OK 2015/11/09
Enterprise | MG03ACA300 | SATA 6.0Gb/s | 3000 | 7200 | 64 | 2004-03-02 | 3.5" | OK 2012/10/05
Enterprise | MG03ACA200 | SATA 6.0Gb/s | 2000 | 7200 | 64 | 2004-03-02 | 3.5" | OK 2012/10/05
Enterprise | MG03ACA100 | SATA 6.0Gb/s | 1000 | 7200 | 64 | 2004-03-02 | 3.5" | OK 2012/10/05
MD03ACAxxxV | MD03ACA400V | SATA 6.0Gb/s | 4000 | 7200 | 64 | 2.04.05b | 3.5" | OK 2014/03/31
MD03ACAxxxV | MD03ACA300V | SATA 6.0Gb/s | 3000 | 7200 | 64 | 2.04.05b | 3.5" | OK 2014/03/31
MD03ACAxxxV | MD03ACA200V | SATA 6.0Gb/s | 2000 | 7200 | 64 | 2.04.05b | 3.5" | OK 2014/03/31
MD03ACAxxxV | MD03ACA100V | SATA 6.0Gb/s | 1000 | 7200 | 64 | 2.04.05b | 3.5" | OK 2014/03/31
MG05ACAx00E | MG05ACA800E | SATA 6.0Gb/s | 8000 | 7200 | 128 | 2.05.14.4 | 3.5" | OK 2016/12/28
MG05ACAx00E | MG05ACA600E | SATA 6.0Gb/s | 6000 | 7200 | 128 | 2.05.14.4 | 3.5" | OK 2016/12/28
MG04SCAxxEx | MG04SCA60EE | SAS 12.0Gb/s | 6000 | 7200 | 128 | 2.06.02.6 | 3.5" | OK 2017/05/19
MG04SCAxxEx | MG04SCA50EE | SAS 12.0Gb/s | 5000 | 7200 | 128 | 2.06.02.6 | 3.5" | OK 2017/05/19
MG04SCAxxEx | MG04SCA40EE | SAS 12.0Gb/s | 4000 | 7200 | 128 | 2.06.02.6 | 3.5" | OK 2017/05/19
MG04SCAxxEx | MG04SCA20EE | SAS 12.0Gb/s | 2000 | 7200 | 128 | 2.06.02.6 | 3.5" | OK 2017/05/19
AL14SEBxxxN | AL14SEB120N | SAS 12.0Gb/s | 1200 | 10500 | 128 | 2.06.02.6 | 2.5" | OK 2017/05/19
AL14SEBxxxN | AL14SEB090N | SAS 12.0Gb/s | 900 | 10500 | 128 | 2.06.02.6 | 2.5" | OK 2017/05/19
AL14SEBxxxN | AL14SEB060N | SAS 12.0Gb/s | 600 | 10500 | 128 | 2.06.02.6 | 2.5" | OK 2017/05/19
AL14SEBxxxN | AL14SEB045N | SAS 12.0Gb/s | 450 | 10500 | 128 | 2.06.02.6 | 2.5" | OK 2017/05/19
AL14SEBxxxN | AL14SEB030N | SAS 12.0Gb/s | 300 | 10500 | 128 | 2.06.02.6 | 2.5" | OK 2017/05/19
Transcend SSD
Series | Model | Interface | Capacity (GB) | Rotational Speed (RPM) |  | NAS Firmware | Form Factor | Recently Updated
SSD720 | TS512GSSD720 | SATA 6.0Gb/s | 512 | SSD |  | 2.03.08 | 2.5" | OK 2013/01/31
SSD720 | TS256GSSD720 | SATA 6.0Gb/s | 256 | SSD |  | 2.03.08 | 2.5" | OK 2013/01/31
SSD720 | TS128GSSD720 | SATA 6.0Gb/s | 128 | SSD |  | 2.03.08 | 2.5" | OK 2013/01/31
SSD720 | TS64GSSD720 | SATA 6.0Gb/s | 64 | SSD |  | 2.03.08 | 2.5" | OK 2013/01/31
Western Digital | l
Series | Model | Interface | Capacity (GB) | Rotational Speed (RPM) | Buffer Size (MB) | NAS Firmware | Form Factor | Recently Updated *
WD Gold | WD121KRYZ | SATA 6.0Gb/s | 12000 | 7200 | 256 | 3.02.02.6 | 3.5" | OK 2017/10/03
WD Gold | WD101KRYZ | SATA 6.0Gb/s | 10000 | 7200 | 256 | 2014-05-02 | 3.5" | OK 2016/08/25
WD Gold | WD8002FRYZ | SATA 6.0Gb/s | 8000 | 7200 | 128 | 2014-05-02 | 3.5" | OK 2016/09/22
WD Gold | WD6002FRYZ | SATA 6.0Gb/s | 6000 | 7200 | 128 | 2014-05-02 | 3.5" | OK 2016/09/22
WD Gold | WD4002FYYZ | SATA 6.0Gb/s | 4000 | 7200 | 128 | 2014-05-02 | 3.5" | OK 2016/09/22
WD Gold | WD2004FBYZ | SATA 6.0Gb/s | 2000 | 7200 | 128 | 2.05.14.4 | 3.5" | OK 2016/10/17
WD Gold | WD1004FBYZ | SATA 6.0Gb/s | 1000 | 7200 | 128 | 2.05.14.4 | 3.5" | OK 2016/10/17
WD RE | WD4001FYYG | SAS 6.0Gb/s | 4000 | 7200 | 32 | 2007-03-02 | 3.5" | OK 2012/11/27
WD RE | WD3001FYYG | SAS 6.0Gb/s | 3000 | 7200 | 32 | 2007-03-02 | 3.5" | OK 2012/11/27
WD RE | WD2001FYYG | SAS 6.0Gb/s | 2000 | 7200 | 32 | 2007-03-02 | 3.5" | OK 2012/11/27
WD RE | WD1001FYYG | SAS 6.0Gb/s | 1000 | 7200 | 32 | 2007-03-02 | 3.5" | OK 2012/11/27
WD RE | WD4000FYYZ | SATA 6.0Gb/s | 4000 | 7200 | 64 | 2004-03-02 | 3.5" | OK 2012/10/05
WD RE | WD3000FYYZ | SATA 6.0Gb/s | 3000 | 7200 | 64 | 2004-03-02 | 3.5" | OK 2012/10/05
WD RE | WD2000FYYZ | SATA 6.0Gb/s | 2000 | 7200 | 64 | 2004-03-02 | 3.5" | OK 2012/10/05
WD RE | WD6001FSYZ | SATA 6.0Gb/s | 6000 | 7200 | 128 | 2012-05-02 | 3.5" | OK 2015/11/09
WD RE | WD5001FSYZ | SATA 6.0Gb/s | 5000 | 7200 | 128 | 2012-05-02 | 3.5" | OK 2015/11/09
WD VelociRaptor | WD6000HLHX | SATA 6.0Gb/s | 600 | 10000 | 32 | 2.00.03 | 3.5" | OK 2011/11/29
WD VelociRaptor | WD4500HLHX | SATA 6.0Gb/s | 450 | 10000 | 32 | 2.00.03 | 3.5" | OK 2011/11/29
WD RE4 | WD2003FYYS | SATA 3.0Gb/s | 2000 | 7200 | 64 | 2.00.03 | 3.5" | OK 2011/11/29
WD RE4 | WD1503FYYS | SATA 3.0Gb/s | 1500 | 7200 | 64 | 2.00.03 | 3.5" | OK 2011/11/29
WD RE4 | WD1003FBYX | SATA 3.0Gb/s | 1000 | 7200 | 64 | 2.00.03 | 3.5" | OK 2011/11/29
WD RE4 | WD5003ABYX | SATA 3.0Gb/s | 500 | 7200 | 64 | 2.00.03 | 3.5" | OK 2011/11/29
WD RE4 | WD2503ABYX | SATA 3.0Gb/s | 250 | 7200 | 64 | 2.00.03 | 3.5" | OK 2011/11/29
WD XE | WD9001BKHG | SAS 6.0Gb/s | 900 | 10000 | 32 | 2007-03-02 | 2.5" | OK 2012/12/06
WD XE | WD6001BKHG | SAS 6.0Gb/s | 600 | 10000 | 32 | 2007-03-02 | 2.5" | OK 2012/12/06
WD XE | WD4501BKHG | SAS 6.0Gb/s | 450 | 10000 | 32 | 2007-03-02 | 2.5" | OK 2012/12/06
WD XE | WD3001BKHG | SAS 6.0Gb/s | 300 | 10000 | 32 | 2007-03-02 | 2.5" | OK 2012/12/06
WD SE | WD4000F9YZ | SATA 6.0Gb/s | 4000 | 7200 | 64 | 2009-03-02 | 3.5" | OK 2013/05/22
WD SE | WD3000F9YZ | SATA 6.0Gb/s | 3000 | 7200 | 64 | 2009-03-02 | 3.5" | OK 2013/06/28
WD SE | WD2000F9YZ | SATA 6.0Gb/s | 2000 | 7200 | 64 | 2009-03-02 | 3.5" | OK 2013/06/28
WD SE | WD1002F9YZ | SATA 6.0Gb/s | 1000 | 7200 | 128 | 2001-04-02 | 3.5" | OK 2014/02/07
WD RED PRO | WD101KFBX | SATA 6.0Gb/s | 10000 | 7200 | 256 | 2.06.02.6 | 3.5" | OK 2017/05/19
WD RED PRO | WD8001FFWX | SATA 6.0Gb/s | 8000 | 7200 | 128 | 2.05.14.4 | 3.5" | OK 2016/07/21
WD RED PRO | WD6002FFWX | SATA 6.0Gb/s | 6000 | 7200 | 128 | 2.05.14.4 | 3.5" | OK 2016/05/03
WD RED PRO | WD4002FFWX | SATA 6.0Gb/s | 4000 | 7200 | 128 | 2.05.14.4 | 3.5" | OK 2016/05/03
WD RED PRO | WD6001FFWX | SATA 6.0Gb/s | 6000 | 7200 | 128 | 2.05.08.20140416 | 3.5" | OK 2015/08/19
WD RED PRO | WD5001FFWX | SATA 6.0Gb/s | 5000 | 7200 | 128 | 2.05.08.20140416 | 3.5" | OK 2015/08/19
WD RED PRO | WD4001FFSX | SATA 6.0Gb/s | 4000 | 7200 | 64 | 2.04.06a | 3.5" | OK 2014/07/21
WD RED PRO | WD3001FFSX | SATA 6.0Gb/s | 3000 | 7200 | 64 | 2.04.06a | 3.5" | OK 2014/07/21
WD RED PRO | WD2001FFSX | SATA 6.0Gb/s | 2000 | 7200 | 64 | 2.04.06a | 3.5" | OK 2014/07/21
WD RED PRO | WD2002FFSX | SATA 6.0Gb/s | 2000 | 7200 | 64 | 2012-05-02 | 3.5" | OK 2015/11/13
WD RE | WD2005FBYZ | SATA 6.0Gb/s | 2000 | 7200 | 128 | 2.05.14.4 | 3.5" | OK 2016/10/17
WD RE | WD1005FBYZ | SATA 6.0Gb/s | 1000 | 7200 | 128 | 2.05.14.4 | 3.5" | OK 2016/10/17
ADATA SSD
Series | Model | Interface | Capacity (GB) | Rotational Speed (RPM) |  | NAS Firmware | Form Factor | Recently Updated
IS22 | 128GB (MLC) | SATA 3.0Gb/s | 128 | SSD |  | 2.03.08 | 2.5" | OK 2013/04/12
OCZ SSD
Series | Model | Interface | Capacity (GB) | Rotational Speed (RPM) |  | NAS Firmware | Form Factor | Recently Updated
VECTOR | VTR1-25SAT3-128G | SATA 6.0Gb/s | 128 | SSD |  | 2.04.01.2 | 2.5" | OK 2013/09/30
VECTOR | VTR1-25SAT3-256G | SATA 6.0Gb/s | 256 | SSD |  | 2.04.01.2 | 2.5" | OK 2013/09/30
VECTOR | VTR1-25SAT3-512G | SATA 6.0Gb/s | 512 | SSD |  | 2.04.01.2 | 2.5" | OK 2013/09/30
Plextor SSD
Series | Model | Interface | Capacity (GB) | Rotational Speed (RPM) | Buffer Size (MB) | NAS Firmware | Form Factor | Recently Updated
M5 Pro | PX-512M5 | SATA 6.0Gb/s | 512 | SSD | 768 | 2.04.05c | 2.5" | OK 2014/04/23
M5 Pro | PX-256M5 | SATA 6.0Gb/s | 256 | SSD | 512 | 2.04.05c | 2.5" | OK 2014/04/23
M5 Pro | PX-128M5 | SATA 6.0Gb/s | 128 | SSD | 256 | 2.04.05c | 2.5" | OK 2014/04/23
Consumer |  |  | (note 2)
Environment: |  |  | Small office / Home
Availability: |  |  | Moderate
Reliability: |  |  | Moderate
Afaya SSD
Series | Model | Interface | Capacity (GB) | Rotational Speed (RPM) |  | NAS Firmware | Form Factor | Recently Updated *
HFD | HFD128GB | SATA 3.0Gb/s | 128 | SSD |  | 2.03.08 | 2.5" | OK 2013/02/07
Samsung SSD
Series | Model | Interface | Capacity (GB) | Rotational Speed (RPM) |  | NAS Firmware | Form Factor | Recently Updated *
SSD 850 PRO | MZ-7KE128 | SATA 6.0Gb/s | 128 | SSD |  | 2.05.06 | 2.5" | OK 2014/12/16
SSD 850 PRO | MZ-7KE256 | SATA 6.0Gb/s | 256 | SSD |  | 2.05.06 | 2.5" | OK 2014/12/16
SSD 850 PRO | MZ-7KE512 | SATA 6.0Gb/s | 512 | SSD |  | 2.05.06 | 2.5" | OK 2014/12/16
SSD 850 PRO | MZ-7KE1T0 | SATA 6.0Gb/s | 1000 | SSD |  | 2.05.06 | 2.5" | OK 2014/12/16
OCZ SSD
Series | Model | Interface | Capacity (GB) | Rotational Speed (RPM) |  | NAS Firmware | Form Factor | Recently Updated *
VERTEX 4 | VTX4-25SAT3-64G | SATA 6.0Gb/s | 64 | SSD |  | 2.04.01.2 | 2.5" | OK 2013/09/30
VERTEX 4 | VTX4-25SAT3-128G | SATA 6.0Gb/s | 128 | SSD |  | 2.04.01.2 | 2.5" | OK 2013/09/30
VERTEX 4 | VTX4-25SAT3-256G | SATA 6.0Gb/s | 256 | SSD |  | 2.04.01.2 | 2.5" | OK 2013/09/30
VERTEX 4 | VTX4-25SAT3-512G | SATA 6.0Gb/s | 512 | SSD |  | 2.04.01.2 | 2.5" | OK 2013/09/30
ARC100 | ARC100-25SAT3-480G | SATA 6.0Gb/s | 480 | SSD |  | 2.04.06a | 2.5" | OK 2014/08/22
ARC100 | ARC100-25SAT3-240G | SATA 6.0Gb/s | 240 | SSD |  | 2.04.06a | 2.5" | OK 2014/08/22
ARC100 | ARC100-25SAT3-120G | SATA 6.0Gb/s | 120 | SSD |  | 2.04.06a | 2.5" | OK 2014/08/22
HGST
Series | Model | Interface | Capacity (GB) | Rotational Speed (RPM) | Buffer Size (MB) | NAS Firmware | Form Factor | Recently Updated *
Deskstar | HDN721010ALE604 | SATA 6.0Gb/s | 10000 | 7200 | 256 | 2.06.02.6 | 3.5" | OK 2017/09/01
Deskstar | HDN728080ALE604 | SATA 6.0Gb/s | 8000 | 7200 | 128 | 2.06.02.6 | 3.5" | OK 2017/09/01
Deskstar 7K4000 | HDS724040ALE640 | SATA 6.0Gb/s | 4000 | 7200 | 64 | 2002-02-02 | 3.5" | OK 2012/07/06
Deskstar 7K3000 | HDS723030ALA640 | SATA 6.0Gb/s | 3000 | 7200 | 64 | 2.00.03 | 3.5" | OK 2011/11/29
Deskstar 7K3000 | HDS723020BLA642 | SATA 6.0Gb/s | 2000 | 7200 | 64 | 2.00.03 | 3.5" | OK 2011/11/29
Deskstar 7K3000 | HDS723015BLA642 | SATA 6.0Gb/s | 1500 | 7200 | 64 | 2.00.03 | 3.5" | OK 2011/11/29
Deskstar 7K1000.C | HDS721010CLA332 | SATA 3.0Gb/s | 1000 | 7200 | 32 | 2.00.03 | 3.5" | OK 2011/11/29
Deskstar 7K1000.C | HDS721075CLA332 | SATA 3.0Gb/s | 750 | 7200 | 32 | 2.00.03 | 3.5" | OK 2011/11/29
Deskstar 7K1000.C | HDS721064CLA332 | SATA 3.0Gb/s | 640 | 7200 | 32 | 2.00.03 | 3.5" | OK 2011/11/29
Deskstar 7K1000.C | HDS721050CLA362 | SATA 3.0Gb/s | 500 | 7200 | 16 | 2.00.03 | 3.5" | OK 2011/11/29
Deskstar 7K1000.C | HDS721032CLA362 | SATA 3.0Gb/s | 320 | 7200 | 16 | 2.00.03 | 3.5" | OK 2011/11/29
Deskstar 7K1000.C | HDS721025CLA382 | SATA 3.0Gb/s | 250 | 7200 | 8 | 2.00.03 | 3.5" | OK 2011/11/29
Deskstar 7K1000.C | HDS721016CLA382 | SATA 3.0Gb/s | 160 | 7200 | 8 | 2.00.03 | 3.5" | OK 2011/11/29
Deskstar 5K3000 | HDS5C3030ALA630 | SATA 6.0Gb/s | 3000 | CoolSpin | 32 | 2.00.03 | 3.5" | OK 2011/11/29
Deskstar 5K3000 | HDS5C3020ALA632 | SATA 6.0Gb/s | 2000 | CoolSpin | 32 | 2.00.03 | 3.5" | OK 2011/11/29
Deskstar 5K3000 | HDS5C3015ALA632 | SATA 6.0Gb/s | 1500 | CoolSpin | 32 | 2.00.03 | 3.5" | OK 2011/11/29
Deskstar | H3IK40003254SA | SATA 6.0Gb/s | 4000 | CoolSpin | 32 | 2004-05-02 | 3.5" | OK 2014/10/01
Travelstar 5K1000 | HTS541010A9E680 | SATA 6.0Gb/s | 1000 | 5400 | 8 | 2008-03-02 | 2.5" | OK 2012/12/21
Travelstar 5K1000 | HTS541075A9E680 | SATA 6.0Gb/s | 750 | 5400 | 8 | 2008-03-02 | 2.5" | OK 2012/12/21
Travelstar 5K1000 | HTS541064A9E680 | SATA 6.0Gb/s | 640 | 5400 | 8 | 2008-03-02 | 2.5" | OK 2012/12/21
Travelstar 5K1500 | HTS541515A9E630 | SATA 6.0Gb/s | 1500 | 5400 | 32 | 2001-04-02 | 2.5" | OK 2013/12/03
MegaScale 4000 | HMS5C4040ALE640 | SATA 6.0Gb/s | 4000 | 5700 | 64 | 2008-03-02 | 3.5" | OK 2013/02/26
Deskstar NAS | HDN728080ALE604 | SATA 6.0Gb/s | 8000 | 7200 | 128 | 2.06.02.6 | 3.5" | OK 2017/05/19
Deskstar NAS | H3IKNAS800012872S | W SATA 6.0Gb/s | 8000 | 7200 | 128 | 2.06.02.6 | 3.5" | OK 2017/05/19
Deskstar NAS | HDN724040ALE640 | SATA 6.0Gb/s | 4000 | 7200 | 64 | 2.04.05b | 3.5" | OK 2014/03/31
Deskstar NAS | HDN724030ALE640 | SATA 6.0Gb/s | 3000 | 7200 | 64 | 2.04.05b | 3.5" | OK 2014/03/31
Deskstar NAS | HDN726060ALE610 | SATA 6.0Gb/s | 6000 | 7200 | 128 | 2006-04-02 | 3.5" | OK 2014/12/02
Deskstar NAS | HDN726050ALE610 | SATA 6.0Gb/s | 5000 | 7200 | 128 | 2006-04-02 | 3.5" | OK 2014/12/02
MemoRight SSD
Series | Model | Interface | Capacity (GB) | Rotational Speed (RPM) |  | NAS Firmware | Form Factor | Recently Updated *
Commercial Series | FTM Plus | SATA 6.0Gb/s | 480 | SSD |  | 2.00.03 | 2.5" | OK 2011/12/13
Commercial Series | FTM Plus | SATA 6.0Gb/s | 240 | SSD |  | 2.00.03 | 2.5" | OK 2011/12/13
Commercial Series | FTM Plus | SATA 6.0Gb/s | 120 | SSD |  | 2.00.03 | 2.5" | OK 2011/12/13
Commercial Series | FTM Plus | SATA 6.0Gb/s | 60 | SSD |  | 2.00.03 | 2.5" | OK 2011/12/13
Seagate
Series | Model | Interface | Capacity (GB) | Rotational Speed (RPM) | Buffer Size (MB) | NAS Firmware | Form Factor | Recently Updated *
IronWolf | ST12000VN0007 | SATA 6.0Gb/s | 12000 | 7200 | 256 | 3.02.02.6 | 3.5" | OK 2017/10/03
IronWolf | ST10000VN0004 | SATA 6.0Gb/s | 10000 | 7200 | 256 | 3.02.02.6 | 3.5" | OK 2017/10/03
IronWolf | ST10000VN0014 | SATA 6.0Gb/s | 10000 | 7200 | 256 | 2.05.14.4 | 3.5" | OK 2016/07/19
IronWolf | ST8000VN0004 | SATA 6.0Gb/s | 8000 | 7200 | 256 | 2.05.14.4 | 3.5" | OK 2016/12/28
IronWolf | ST6000VN0033 | SATA 6.0Gb/s | 6000 | 7200 | 256 | 2.06.02.10 | 3.5" | OK 2017/09/01
IronWolf | ST6000VN0041 | SATA 6.0Gb/s | 6000 | 7200 | 128 | 2.05.14.4 | 3.5" | OK 2016/12/28
IronWolf | ST4000VN008 | SATA 6.0Gb/s | 4000 | 5900 | 64 | 2.05.14.4 | 3.5" | OK 2016/12/28
SkyHawk | ST10000VX0004 | SATA 6.0Gb/s | 10000 | 7200 | 256 | 2.05.14.4 | 3.5" | OK 2016/08/25
SkyHawk | ST6000VX0023 | SATA 6.0Gb/s | 6000 | 7200 | 256 | 3.02.02.10 | 3.5" | OK 2017/12/15
SkyHawk | ST3000VX010 | SATA 6.0Gb/s | 3000 | 7200 | 64 | 2.05.14.4 | 3.5" | OK 2016/08/25
SkyHawk | ST2000VX008 | SATA 6.0Gb/s | 2000 | 7200 | 64 | 2.05.14.4 | 3.5" | OK 2016/08/25
SkyHawk | ST1000VX005 | SATA 6.0Gb/s | 1000 | 7200 | 64 | 2.05.14.4 | 3.5" | OK 2016/08/25
Barracuda XT | ST4000DX000 | SATA 6.0Gb/s | 4000 | 7200 | 64 | 2001-01-02 | 3.5" | OK 2012/02/21
Barracuda XT | ST33000651AS | SATA 6.0Gb/s | 3000 | 7200 | 64 | 2.00.03 | 3.5" | OK 2011/11/29
Barracuda XT | ST32000641AS | SATA 6.0Gb/s | 2000 | 7200 | 64 | 2.00.03 | 3.5" | OK 2011/11/29
Barracuda | ST3000DM001 | SATA 6.0Gb/s | 3000 | 7200 | 64 | 2.00.03 | 3.5" | OK 2011/11/29 (*10)
Barracuda | ST2000DM001 | SATA 6.0Gb/s | 2000 | 7200 | 64 | 2.00.03 | 3.5" | OK 2011/11/29 (*10)
Barracuda | ST1500DM003 | SATA 6.0Gb/s | 1500 | 7200 | 64 | 2001-01-02 | 3.5" | OK 2012/02/13
Barracuda | ST1000DM003 | SATA 6.0Gb/s | 1000 | 7200 | 64 | 2001-01-02 | 3.5" | OK 2012/02/13 (*10)
Barracuda | ST750DM003 | SATA 6.0Gb/s | 750 | 7200 | 64 | 2001-01-02 | 3.5" | OK 2012/02/13
Barracuda | ST500DM002 | SATA 6.0Gb/s | 500 | 7200 | 16 | 2.00.03 | 3.5" | OK 2011/11/29
Barracuda | ST320DM000 | SATA 6.0Gb/s | 320 | 7200 | 16 | 2001-01-02 | 3.5" | OK 2012/02/13
Barracuda | ST250DM000 | SATA 6.0Gb/s | 250 | 7200 | 16 | 2001-01-02 | 3.5" | OK 2012/02/13
Barracuda 7200.12 | ST31000528AS | SATA 3.0Gb/s | 1000 | 7200 | 32 | 2.00.03 | 3.5" | OK 2011/11/29
Barracuda 7200.12 | ST3750528AS | SATA 3.0Gb/s | 750 | 7200 | 32 | 2.00.03 | 3.5" | OK 2011/11/29
Barracuda 7200.12 | ST3500418AS | SATA 3.0Gb/s | 500 | 7200 | 16 | 2.00.03 | 3.5" | OK 2011/11/29
Barracuda 7200.12 | ST3500410AS | SATA 3.0Gb/s | 500 | 7200 | 16 | 2.00.03 | 3.5" | OK 2011/11/29
Barracuda 7200.12 | ST3320418AS | SATA 3.0Gb/s | 320 | 7200 | 16 | 2.00.03 | 3.5" | OK 2011/11/29
Barracuda 7200.12 | ST3250318AS | SATA 3.0Gb/s | 250 | 7200 | 8 | 2.00.03 | 3.5" | OK 2011/11/29
Barracuda 7200.12 | ST3160318AS | SATA 3.0Gb/s | 160 | 7200 | 8 | 2.00.03 | 3.5" | OK 2011/11/29
Video 3.5 HDD | ST4000VM000 | SATA 6.0Gb/s | 4000 | 5900 | 64 | 2005-04-02 | 3.5" | OK 2014/03/24
Video 3.5 HDD | ST3000VM002 | SATA 6.0Gb/s | 3000 | 5900 | 64 | 2.04.05c | 3.5" | OK 2014/06/09
Video 3.5 HDD | ST2000VM003 | SATA 6.0Gb/s | 2000 | 5900 | 64 | 2.04.05c | 3.5" | OK 2014/06/09
Video 3.5 HDD | ST1000VM002 | SATA 6.0Gb/s | 1000 | 5900 | 64 | 2.04.05c | 3.5" | OK 2014/06/09
Video 3.5 HDD | ST3500312CS | SATA 3.0Gb/s | 500 | 5900 | 8 | 2005-04-02 | 3.5" | OK 2014/03/24
Video 3.5 HDD | ST3320311CS | SATA 3.0Gb/s | 320 | 5900 | 8 | 2005-04-02 | 3.5" | OK 2014/03/24
Video 3.5 HDD | ST3250312CS | SATA 3.0Gb/s | 250 | 5900 | 8 | 2005-04-02 | 3.5" | OK 2014/03/24
Surveilliance HDD | ST3000VX006 | SATA 6.0Gb/s | 3000 | 5900 | 64 | 2006-05-02 | 3.5" | OK 2015/01/05
Surveilliance HDD | ST3000VX005 | SATA 6.0Gb/s | 3000 | 5900 | 64 | 2006-05-02 | 3.5" | OK 2015/01/05
Surveilliance HDD | ST2000VX003 | SATA 6.0Gb/s | 2000 | 5900 | 64 | 2006-05-02 | 3.5" | OK 2015/01/05
Surveilliance HDD | ST2000VX005 | SATA 6.0Gb/s | 2000 | 5900 | 64 | 2006-05-02 | 3.5" | OK 2015/01/05
Surveilliance HDD | ST1000VX001 | SATA 6.0Gb/s | 1000 | 5900 | 64 | 2006-05-02 | 3.5" | OK 2015/01/05
Surveilliance HDD | ST1000VX003 | SATA 6.0Gb/s | 2000 | 5900 | 64 | 2006-05-02 | 3.5" | OK 2015/01/05
Desktop.15 | ST4000DM000 | SATA 6.0Gb/s | 4000 | - | 64 | 2009-03-02 | 3.5" | OK 2013/05/06
NAS HDD | ST2000VN000 | SATA 6.0Gb/s | 2000 | 5900 | 64 | 2.04.05c | 3.5" | OK 2014/06/10
NAS HDD | ST6000VN0021 | SATA 6.0Gb/s | 6000 | 7200 | 128 | 2012-05-02 | 3.5" | OK 2015/09/30 (*13)
NAS HDD | ST6000VN0031 | SATA 6.0Gb/s | 6000 | 7200 | 128 | 2012-05-02 | 3.5" | OK 2015/09/30 (*13)
NAS HDD | ST4000VN000 | SATA 6.0Gb/s | 4000 | 5900 | 64 | 2014-05-02 | 3.5" | OK 2016/06/27
NAS HDD | ST4000VN003 | SATA 6.0Gb/s | 4000 | 5900 | 64 | 2014-05-02 | 3.5" | OK 2016/06/27
NAS HDD | ST3000VN000 | SATA 6.0Gb/s | 3000 | 5900 | 64 | 2014-05-02 | 3.5" | OK 2016/06/27
NAS HDD | ST2000VN000 | SATA 6.0Gb/s | 2000 | 5900 | 64 | 2012-05-02 | 3.5" | OK 2015/12/31
NAS HDD | ST2000VN001 | SATA 6.0Gb/s | 2000 | 5900 | 64 | 2012-05-02 | 3.5" | OK 2015/12/31
NAS HDD | ST1000VN000 | SATA 6.0Gb/s | 1000 | 5900 | 64 | 2.05.14.4 | 3.5" | OK 2016/11/16
NAS HDD | ST1000VN001 | SATA 6.0Gb/s | 1000 | 5900 | 64 | 2.05.14.4 | 3.5" | OK 2016/11/16
Toshiba
Series | Model | Interface | Capacity (GB) | Rotational Speed (RPM) | Buffer Size (MB) | NAS Firmware | Form Factor | Recently Updated *
NAS | MN05ACA800 | SATA 6.0Gb/s | 8000 | 7200 | 128 | 2.06.02.10 | 3.5" | OK 2017/06/23
NAS | MN05ACA600 | SATA 6.0Gb/s | 6000 | 7200 | 128 | 2.06.02.10 | 3.5" | OK 2017/06/23
NAS | MN05ACA400 | SATA 6.0Gb/s | 4000 | 7200 | 128 | 2.06.02.10 | 3.5" | OK 2017/06/23
NAS | MN04ACA400 | SATA 6.0Gb/s | 4000 | 7200 | 128 | 2.06.02.10 | 3.5" | OK 2017/06/23
Desktop | DT01ACA300 | SATA 6.0Gb/s | 3000 | 7200 | 64 | 2004-03-02 | 3.5" | OK 2012/09/19
Desktop | DT01ACA200 | SATA 6.0Gb/s | 2000 | 7200 | 64 | 2004-03-02 | 3.5" | OK 2012/09/19
Desktop | DT01ACA100 | SATA 6.0Gb/s | 1000 | 7200 | 32 | 2008-03-02 | 3.5" | OK 2013/01/02
Desktop | DT01ACA050 | SATA 6.0Gb/s | 500 | 7200 | 32 | 2008-03-02 | 3.5" | OK 2013/01/02
Desktop | HDWD130XZSTA | SATA 6.0Gb/s | 3000 | 7200 | 32 | 2008-03-02 | 3.5" | OK 2015/11/30
Desktop | HDWD120XZSTA | SATA 6.0Gb/s | 2000 | 7200 | 32 | 2008-03-02 | 3.5" | OK 2015/11/30
Desktop | HDWD110XZSTA | SATA 6.0Gb/s | 1000 | 7200 | 32 | 2008-03-02 | 3.5" | OK 2015/11/30
Desktop | HDWD105XZSTA | SATA 6.0Gb/s | 500 | 7200 | 32 | 2008-03-02 | 3.5" | OK 2015/11/30
Desktop | HDWD130EZSTA | SATA 6.0Gb/s | 3000 | 7200 | 32 | 2008-03-02 | 3.5" | OK 2015/11/30
Desktop | HDWD120EZSTA | SATA 6.0Gb/s | 2000 | 7200 | 32 | 2008-03-02 | 3.5" | OK 2015/11/30
Desktop | HDWD110EZSTA | SATA 6.0Gb/s | 1000 | 7200 | 32 | 2008-03-02 | 3.5" | OK 2015/11/30
Desktop | HDWD105EZSTA | SATA 6.0Gb/s | 500 | 7200 | 32 | 2008-03-02 | 3.5" | OK 2015/11/30
Desktop | HDWD130AZSTA | SATA 6.0Gb/s | 3000 | 7200 | 32 | 2008-03-02 | 3.5" | OK 2015/11/30
Desktop | HDWD120AZSTA | SATA 6.0Gb/s | 2000 | 7200 | 32 | 2008-03-02 | 3.5" | OK 2015/11/30
Desktop | HDWD110AZSTA | SATA 6.0Gb/s | 1000 | 7200 | 32 | 2008-03-02 | 3.5" | OK 2015/11/30
Desktop | HDWD105AZSTA | SATA 6.0Gb/s | 500 | 7200 | 32 | 2008-03-02 | 3.5" | OK 2015/11/30
Desktop | HDWD130UZSVA | SATA 6.0Gb/s | 3000 | 7200 | 32 | 2008-03-02 | 3.5" | OK 2015/11/30
Desktop | HDWD120UZSVA | SATA 6.0Gb/s | 2000 | 7200 | 32 | 2008-03-02 | 3.5" | OK 2015/11/30
Desktop | HDWD110UZSVA | SATA 6.0Gb/s | 1000 | 7200 | 32 | 2008-03-02 | 3.5" | OK 2015/11/30
Desktop | HDWD105UZSVA | SATA 6.0Gb/s | 500 | 7200 | 32 | 2008-03-02 | 3.5" | OK 2015/11/30
Toshiba SSD
Series | Model | Interface | Capacity (GB) | Rotational Speed (RPM) |  | NAS Firmware | Form Factor | Recently Updated *
HG5d | THNSNH512GCST | SATA 6.0Gb/s | 512 |  |  | 2.04.01 | 2.5" | OK 2013/06/21
HG5d | THNSNH256GCST | SATA 6.0Gb/s | 256 | SSD |  | 2.04.01 | 2.5" | OK 2013/06/21
HG5d | THNSNH128GCST | SATA 6.0Gb/s | 128 | SSD |  | 2.04.01 | 2.5" | OK 2013/06/21
HG5d | THNSNH060GCST | SATA 6.0Gb/s | 60 | SSD |  | 2.04.01 | 2.5" | OK 2013/06/21
SanDisk
Series | Model | Interface | Capacity (GB) | Rotational Speed (RPM) |  | NAS Firmware | Form Factor | Recently Updated *
SanDisk X110 | SD6SB1M1 | SATA 6.0Gb/s | 256 | SSD |  | 2008-03-02 | 2.5" | OK 2013/04/12
SanDisk X110 | SD6SB1M1 | SATA 6.0Gb/s | 128 | SSD |  | 2008-03-02 | 2.5" | OK 2013/04/12
SanDisk X110 | SD6SB1M1 | SATA 6.0Gb/s | 64 | SSD |  | 2008-03-02 | 2.5" | OK 2013/04/12
SanDisk Ultra Plus | SDSSDH22 | SATA 6.0Gb/s | 256 | SSD |  | 2008-03-02 | 2.5" | OK 2013/04/12
SanDisk Ultra Plus | SDSSDHP-128G | SATA 6.0Gb/s | 128 | SSD |  | 2008-03-02 | 2.5" | OK 2013/04/12
SanDisk Ultra Plus | SDSSDHP-064G | SATA 6.0Gb/s | 64 | SSD |  | 2008-03-02 | 2.5" | OK 2013/04/12
Crucial
Series | Model | Interface | Capacity (GB) | Rotational Speed (RPM) |  | NAS Firmware | Form Factor | Recently Updated *
M4 | M4-CT512M4SSD2 | SATA 6.0Gb/s | 512 | SSD |  | 2008-03-02 | 2.5" | OK 2013/04/03
M4 | M4-CT256M4SSD2 | SATA 6.0Gb/s | 256 | SSD |  | 2008-03-02 | 2.5" | OK 2013/04/03
M4 | M4-CT128M4SSD2 | SATA 6.0Gb/s | 128 | SSD |  | 2008-03-02 | 2.5" | OK 2013/04/03
M4 | M4-CT064M4SSD2 | SATA 6.0Gb/s | 64 | SSD |  | 2008-03-02 | 2.5" | OK 2013/04/03
MX100 | CT512MX100SSD1 | SATA 6.0Gb/s | 512 | SSD |  | 2.05.04 | 2.5" | OK 2014/10/13
MX100 | CT256MX100SSD1 | SATA 6.0Gb/s | 256 | SSD |  | 2.05.04 | 2.5" | OK 2014/10/13
MX100 | CT128MX100SSD1 | SATA 6.0Gb/s | 128 | SSD |  | 2.05.04 | 2.5" | OK 2014/10/13
Corsair
Series | Model | Interface | Capacity (GB) | Rotational Speed (RPM) |  | NAS Firmware | Form Factor | Recently Updated *
NEUTRON | GTX | SATA 6.0Gb/s | 120 | SSD |  | 2008-03-02 | 2.5" | OK 2013/04/12
NEUTRON | GTX | SATA 6.0Gb/s | 240 | SSD |  | 2008-03-02 | 2.5" | OK 2013/04/12
NEUTRON | GTX | SATA 6.0Gb/s | 480 | SSD |  | 2008-03-02 | 2.5" | OK 2013/04/12
Force | GS | SATA 6.0Gb/s | 128 | SSD |  | 2008-03-02 | 2.5" | OK 2013/04/12
Force | GS | SATA 6.0Gb/s | 180 | SSD |  | 2008-03-02 | 2.5" | OK 2013/04/12
Force | GS | SATA 6.0Gb/s | 240 | SSD |  | 2008-03-02 | 2.5" | OK 2013/04/12
Force | GS | SATA 6.0Gb/s | 360 | SSD |  | 2008-03-02 | 2.5" | OK 2013/04/12
Force | GS | SATA 6.0Gb/s | 480 | SSD |  | 2008-03-02 | 2.5" | OK 2013/04/12
Western Digital
Series | Model | Interface | Capacity (GB) | Rotational Speed (RPM) | Buffer Size (MB) | NAS Firmware | Form Factor | Recently Updated *
WD Blue | WD10JPVT | SATA 3.0Gb/s | 1000 | 5400 | 8 | 2001-04-02 | 2.5" | OK 2013/06/26(*11)
WD Blue | WD7500BPVT | SATA 3.0Gb/s | 750 | 5400 | 8 | 2001-04-02 | 2.5" | OK 2013/06/26(*11)
WD Blue | WD5000BPVT | SATA 3.0Gb/s | 500 | 5400 | 8 | 2001-04-02 | 2.5" | OK 2013/06/26(*11)
WD Blue | WD3200BPVT | SATA 3.0Gb/s | 320 | 5400 | 8 | 2001-04-02 | 2.5" | OK 2013/06/26(*11)
WD Blue | WD2500BPVT | SATA 3.0Gb/s | 250 | 5400 | 8 | 2001-04-02 | 2.5" | OK 2013/06/26(*11)
WD Blue | WD5000LPVT | SATA 3.0Gb/s | 500 | 5400 | 8 | 2001-04-02 | 2.5" | OK 2013/06/26(*11)
WD Blue | WD3200LPVT | SATA 3.0Gb/s | 320 | 5400 | 8 | 2001-04-02 | 2.5" | OK 2013/06/26(*11)
WD Blue | WD2500LPVT | SATA 3.0Gb/s | 250 | 5400 | 8 | 2001-04-02 | 2.5" | OK 2013/06/26(*11)
WD Red | WD100EFAX | SATA 6.0Gb/s | 10000 | 5400 | 256 | 2.06.02.6 | 3.5" | OK 2017/05/19 (*11, 12)
WD Red | WD80EFZX | SATA 6.0Gb/s | 8000 | 5400 | 128 | 2.05.14.4 | 3.5" | OK 2016/04/11 (*11, 12)
WD Red | WD40EFRX | SATA 6.0Gb/s | 4000 | IntelliPower™ | 64 | 2.05.14.4 | 3.5" | OK 2016/11/16 (*11, 12)
WD Red | WD30EFRX | SATA 6.0Gb/s | 3000 | IntelliPower | 64 | 2001-04-02 | 3.5" | OK 2013/07/17(*11, 12)
WD Red | WD20EFRX | SATA 6.0Gb/s | 2000 | IntelliPower | 64 | 2001-04-02 | 3.5" | OK 2013/07/17(*11, 12)
WD Red | WD10EFRX | SATA 6.0Gb/s | 1000 | IntelliPower | 64 | 2001-04-02 | 3.5" | OK 2013/07/17(*11, 12)
WD AV-25 | WD10JUCT | SATA 3.0Gb/s | 1000 | 5400 | 16 | 2001-04-02 | 2.5" | OK 2013/06/26(*11)
WD AV-25 | WD5000LUCT | SATA 3.0Gb/s | 500 | 5400 | 16 | 2001-04-02 | 2.5" | OK 2013/06/26(*11)
WD AV-25 | WD5000BUCT | SATA 3.0Gb/s | 500 | 5400 | 16 | 2001-04-02 | 2.5" | OK 2013/06/26(*11)
WD AV-25 | WD3200BUCT | SATA 3.0Gb/s | 320 | 5400 | 16 | 2001-04-02 | 2.5" | OK 2013/06/26(*11)
WD AV-25 | WD2500BUCT | SATA 3.0Gb/s | 250 | 5400 | 16 | 2001-04-02 | 2.5" | OK 2013/06/26(*11)
WD AV-25 | WD1600BUCT | SATA 3.0Gb/s | 160 | 5400 | 16 | 2001-04-02 | 2.5" | OK 2013/06/26(*11)
WD Purple | WD80EJRX | SATA 6.0Gb/s | 8000 | 5400 | 128 | 2014-05-02 | 3.5" | OK 2017/05/25
WD Purple | WD60EJRX | SATA 6.0Gb/s | 6000 | 5400 | 64 | 2004-05-02 | 3.5" | OK 2017/05/25
WD Purple | WD40EJRX | SATA 6.0Gb/s | 4000 | 5400 | 64 | 2004-05-02 | 3.5" | OK 2017/05/25
WD Purple | WD30EJRX | SATA 6.0Gb/s | 3000 | 5400 | 64 | 2004-05-02 | 3.5" | OK 2017/05/25
WD Purple | WD20EJRX | SATA 6.0Gb/s | 2000 | 5400 | 64 | 2004-05-02 | 3.5" | OK 2017/05/25
WD Purple | WD10EJRX | SATA 6.0Gb/s | 1000 | 5400 | 64 | 2004-05-02 | 3.5" | OK 2017/05/25
WD Purple | WD100PURZ | SATA 6.0Gb/s | 10000 | 5400 | 256 | 2.05.02.10 | 3.5" | OK 2017/08/14
WD Purple | WD80PURZ | SATA 6.0Gb/s | 8000 | 5400 | 128 | 2014-05-02 | 3.5" | OK 2017/05/25
WD Purple | WD60PURZ | SATA 6.0Gb/s | 6000 | 5400 | 64 | 2004-05-02 | 3.5" | OK 2017/05/25
WD Purple | WD40PURZ | SATA 6.0Gb/s | 4000 | 5400 | 64 | 2004-05-02 | 3.5" | OK 2017/05/25
WD Purple | WD30PURZ | SATA 6.0Gb/s | 3000 | 5400 | 64 | 2004-05-02 | 3.5" | OK 2017/05/25
WD Purple | WD20PURZ | SATA 6.0Gb/s | 2000 | 5400 | 64 | 2004-05-02 | 3.5" | OK 2017/05/25
WD Purple | WD10PURZ | SATA 6.0Gb/s | 1000 | 5400 | 64 | 2004-05-02 | 3.5" | OK 2017/05/25
WD Purple | WD80PUZX | SATA 6.0Gb/s | 8000 | 5400 | 128 | 2014-05-02 | 3.5" | OK 2016/06/08
WD Purple | WD60PURX | SATA 6.0Gb/s | 6000 | IntelliPower | 64 | 2004-05-02 | 3.5" | OK 2014/10/09
WD Purple | WD40PURX | SATA 6.0Gb/s | 4000 | IntelliPower | 64 | 2004-05-02 | 3.5" | OK 2014/10/09
WD Purple | WD30PURX | SATA 6.0Gb/s | 3000 | IntelliPower | 64 | 2004-05-02 | 3.5" | OK 2014/10/09
WD Purple | WD20PURX | SATA 6.0Gb/s | 2000 | IntelliPower | 64 | 2004-05-02 | 3.5" | OK 2014/10/09
WD Purple | WD10PURX | SATA 6.0Gb/s | 1000 | IntelliPower | 64 | 2004-05-02 | 3.5" | OK 2014/10/09
WD Purple NV | WD6NPURX | SATA 6.0Gb/s | 6000 | IntelliPower | 64 | 2.05.08.20150416 | 3.5" | OK 2015/09/14
WD Purple NV | WD4NPURX | SATA 6.0Gb/s | 4000 | IntelliPower | 64 | 2.05.08.20150416 | 3.5" | OK 2015/09/14
Not recommended
Environment: |  | Not recommended for RAID environment
Availability: |  | Not recommended for RAID environment
Reliability: |  | Not recommended for RAID environment
Seagate
Series | Model | Interface | Capacity (GB) | Rotational Speed (RPM) | Buffer Size (MB) | NAS Firmware | Form Factor | Recently Updated *
Archive HDD | ST8000AS0002 | SATA 6.0Gb/s | -8000 | -7200 | -128 |  | 3.5" | Not recommend (*16)
Archive HDD | ST6000AS0002 | SATA 6.0Gb/s | -6000 | -7200 | -128 |  | 3.5" | Not recommend (*16)
Archive HDD | ST5000AS0011 | SATA 6.0Gb/s | -5000 | -7200 | -128 |  | 3.5" | Not recommend (*16)
Western Digit | l
Series | Model | Interface | Capacity (GB) | Rotational Speed (RPM) | Buffer Size (MB) | NAS Firmware | Form Factor | Recently Updated *
WD Black | WD2002FAEX | SATA 6.0Gb/s | -2000 | -7200 | -64 |  | 3.5" | Not recommend (*9)
WD Black | WD1502FAEX | SATA 6.0Gb/s | -1500 | -7200 | -64 |  | 3.5" | Not recommend (*9)
WD Black | WD1002FAEX | SATA 6.0Gb/s | -1000 | -7200 | -64 |  | 3.5" | Not recommend (*9)
WD Black | WD6402AAEX | SATA 6.0Gb/s | -640 | -7200 | -64 |  | 3.5" | Not recommend (*9)
WD Black | WD2001FASS | SATA 3.0Gb/s | -2000 | -7200 | -64 |  | 3.5" | Not recommend (*9)
WD Blue | WD10EALX | SATA 6.0Gb/s | -1000 | -7200 | -32 |  | 3.5" | Not recommend (*9)
WD Blue | WD7500AALX | SATA 6.0Gb/s | -750 | -7200 | -32 |  | 3.5" | Not recommend (*9)
WD Blue | WD5000AAKX | SATA 6.0Gb/s | -500 | -7200 | -16 |  | 3.5" | Not recommend (*9)
WD Blue | WD10EALS | SATA 3.0Gb/s | -1000 | -7200 | -32 |  | 3.5" | Not recommend (*9)
WD Green | WD20EARS | SATA 3.0Gb/s | -2000 | IntelliPower | -64 |  | 3.5" | Not recommend (*9)
WD Green | WD15EARS | SATA 3.0Gb/s | -1500 | IntelliPower | -64 |  | 3.5" | Not recommend (*9)
WD Green | WD10EARS | SATA 3.0Gb/s | -1000 | IntelliPower | -64 |  | 3.5" | Not recommend (*9)
WD Green | WD20EADS | SATA 3.0Gb/s | -2000 | IntelliPower | -32 |  | 3.5" | Not recommend (*9)
WD Green | WD15EADS | SATA 3.0Gb/s | -1500 | IntelliPower | -32 |  | 3.5" | Not recommend (*9)
WD Green | WD10EADS | SATA 3.0Gb/s | -1000 | IntelliPower | -32 |  | 3.5" | Not recommend (*9)
AV-GP | WD20EVDS | SATA 3.0Gb/s | -2000 | IntelliPower | -32 |  | 3.5" | Not recommend (*9)
a
Notes:
1. It's recommended to have the newest available firmware installed on the NAS.
2. For business critical environments, we HIGHLY RECOMMEND using enterprise HDD'S:
- Enterprise versus Desktop HDD's (Intel)
ftp://download.intel.com/support/motherboards/server/sb/enterprise_class_versus_desktop_class_hard_drives_.pdf
- Western Digital TLER
http://www.wdc.com/en/library/other/2579-001098.pdf
- Seagate ERC / CCTL
http://knowledge.seagate.com/articles/en_US/FAQ/203991en?language=en_US
3. The listed HDD's have all been tested in room temperature environments.
4. Please keep the NAS in an airconditioned environment.
5. Thecus does NOT guarantee any RAID data safety and the NAS storage administrator should back up important data regularly.
6. The EXT3 File System is limited to 8TB per volume. Use one of the following methods for larger RAID volumes:
6.1 Use another File System (XFS, EXT4) that supports larger RAID volumes.
6.2 Use multiple RAID volumes.
7. The OS5 X64 EXT4 File System support single RAID volume over 16TB.
8. The XFS file system has no upward limit on volume size.
9. WD has suggested not to use the desktop consumer hard disk in business-critical RAID environments because the drives may not work correctly. For more detail, please refer to http://wdc.custhelp.com/app/answers/detail/a_id/1397
10. For Seagate ST3000DM001, ST2000DM001, ST1500DM003 & ST1000DM003 series with part number 9YN16x, please confirm the HDD firmware been updated or check from the Download Finder.
*http://knowledge.seagate.com/articles/en_US/FAQ/223651en
* https://apps1.seagate.com/downloads/request.html?userPreferredLocaleCookie=en_US_
11. The hard disks have passed Thecus lab's initial verification of compatibility.
However, HDD manufacturer has suggested not to use the desktop consumer hard disk drives in business-critical RAID environments because the drives may not work correctly.
*Please refer to http://wdc.custhelp.com/app/answers/detail/a_id/1397
12. WD Red Netowrk Hard Drive is designed for consumer RAID products (1~8 bays), thus recommend the RACK/NAS total HDD below 5~8 HDDs.
13. Certain 6TB or above drives have been designed with new screw hole placements but are still compatible with current HDD trays.
Please contact your local distributor or Thecus Support directly for more infromation.
14. It is K4N HDD. (4K native)
15. N12850 N12910SAS & N16910SAS support SAS HDD.
16. Unsupported SMR HDD, even it working well in the beginning, but would suffer issues in the long run.

## USB_eSATA
USB / eSATA External HDD Compatibility List
Transcend
Series | Model | Interface | Capacity | External AC power needed | NAS Firmware | Form Factor | Recently Updated *
StorageJet 35T3 | TS3TSJ35T3 | USB3.0 | 3000 | Yes | v2.04.01 | 3.5" | 41613
StorageJet 35T3 | TS2TSJ35T3 | USB3.0 | 2000 | Yes | v2.04.01 | 3.5" | 41613
StorageJet 25M3 | TS1TSJ25M3 | USB3.0 | 1000 | No | v2.04.01 | 2.5" | 41613
StorageJet 25M3 | TS500GSJ25M3 | USB3.0 | 500 | No | v2.04.01 | 2.5" | 41613
StorageJet 25A3 | TS1TSJ25A3K/-W | USB3.0 | 1000 | No | v2.04.01 | 2.5" | 41613
StorageJet 25A3 | TS750GSJ25A3K | USB3.0 | 750 | No | v2.04.01 | 2.5" | 41613
StorageJet 25A3 | TS500GSJ25A3K | USB3.0 | 500 | No | v2.04.01 | 2.5" | 41613
ADATA
Series | Model | Interface | Capacity | External AC power needed | NAS Firmware | Form Factor | Recently Updated *
DashDrive Elite | NH03 | USB3.0 | 4000 | Yes | v2.04.06a | 3.5" | 41886
DashDrive Elite | NH03 | USB3.0 | 3000 | Yes | v2.04.06a | 3.5" | 41886
DashDrive Elite | NH03 | USB3.0 | 2000 | Yes | v2.04.06a | 3.5" | 41886
DashDrive Classic | HV610 | USB3.0 | 1000 | No | v2.04.06a | 2.5" | 41886
DashDrive Classic | HV610 | USB3.0 | 5000 | No | v2.04.06a | 2.5" | 41886
Seagate
Series | Model | Interface | Capacity | External AC power needed | NAS Firmware | Form Factor | Recently Updated *
Archive HDD | ST8000AS0002 | eSATA | 8000 | Yes | v2.05.08 | 3.5" | 2015/7/28(*6*7)
Notes:
1. It's recommended to have the newest available firmware installed on the NAS.
2. In order pervent from USB file system damaged, please eject USB HDD from NAS admin WEB page first, and able to remove the USB driver.
3. For best compatibility in Windows, MAC & Linux, please choose USB driver format in FAT32, but support single file up to 4GB only. (Recommend)
4. For best performance with Linux NAS, please choose USB driver format in EXT4.
5. For best Windows compatibilty, please choose USB driver format in NTFS, but perfromance will be difference from Windows environment.
6. Please ensure you NAS model have eSATA port support, or visist www.Kontron.com to ensure your specification.
7. It is archive HDD doesn't support multiple & random data reading or write.
2016-05-03

## Memory
Memory Compatibility List
Type | Speed | DIMM | Size | Vender | Module | Part No | Cell
DDR3 | 1600 | ECC | 8GB | innodisk | M3C0-8GSS3LPC | K4B4G0846B | Sec
DDR3 | 1600 | ECC | 8GB | Kingston | KVR16LE11/8EF | J4208EFBG-GN-F | Elpida
DDR3 | 1600 | ECC | 8GB | Kingston | KVR16E11/8 | H5TQ4G83MFR | HYNIX
DDR3 | 1600 | ECC | 4GB | innodisk | M3C0-4GSS4LPC | K4B460846B | Sec
DDR3 | 1600 | ECC | 4GB | Kingston | KVR16E11/4 | H5TQ2G83CFR | HYNIX
DDR3 | 1600 | ECC | 4GB | Kingston | KVR1600D3E11S/4G | H5TQ2G83CFR | HYNIX
DDR3 | 1600 | ECC | 4GB | NANYA | NT4GC72B8PG0NF-DI | NT5CC256M8GM-DI | NANYA
DDR3 | 1333 | ECC | 8GB | Kingston | KVR13E9/8HM | H5TC4G83MFR | HYNIX
DDR3 | 1333 | ECC | 4GB | Kingmax | FUFF65F-C8ML9 MJF | ITM77D9PFJ | MICRON
DDR3 | 1333 | ECC | 4GB | Kingston | KVR13E9/4HC | H5TC2G83CFR | HYNIX
DDR3 | 1333 | ECC | 4GB | Kingston | KVR1333D3E9S/4G | H5TC2G83CFR | HYNIX
DDR3 | 1333 | ECC | 4GB | SAMSUMG | M391B5273DH0-YH9 | M391B5273DH0-YH9 | SAMSUNG
DDR3 | 1333 | ECC | 4GB | SliconPower | SP004GBLTE133V01 | NT5CB256M8BM-CG | NANYA
DDR3 | 1333 | ECC | 4GB | Transcend | TS512MLK72V3N | IUM77D9PFJ | MICRON
DDR3 | 1333 | ECC | 2GB | SAMSUMG | M391B5773DH0-YH9 | SEC 107 HYH9 K4B2G08 | SAMSUNG
CS3160 is based on Intel C224 chipset support up to 32GB
The following scenarios will immediately invalidate Kontron® warranty:
A. Replacing original hardware with products not included on Kontron hardware compatibility list
B. Upgrading hardware from original specs
C. Hardware or software modifications not performed or authorized by Kontron®
NOTE: RMA warranty service will not be provided if Kontron unit(s) is not shipped back with its original hardware.
V1.1 2016/5/3

## UPS
Manufacturer | Model
Ablerex | MS-RT
Ablerex | 625L USB
Ablerex | Hope Office 400/600
ActivePower | 400VA
ActivePower | 1400VA
ActivePower | 2000VA
Advice | TopGuard 2000
AEC | MiniGuard UPS 700 Megatec M2501 cable
APC | Back-UPS Pro
APC | Matrix-UPS
APC | Smart-UPS
APC | Back-UPS Pro USB USB
APC | Back-UPS USB USB
APC | Back-UPS RS USB USB
APC | Back-UPS LS USB USB
APC | Back-UPS ES/CyberFort 350 USB
APC | Back-UPS BF500 USB
APC | BACK-UPS XS LCD USB
APC | Smart-UPS USB USB
APC | Back-UPS 940-0095A/C cables
APC | Back-UPS 940-0020B/C cables
APC | Back-UPS 940-0023A cable
APC | Back-UPS Office 940-0119A cable
APC | Back-UPS RS 500 "custom non-USB cable" genericups upstype=20
APC | Masterswitch Not a UPS - 940-0020 cable
APC | AP9210 8 outlets
APC | AP79xx 8 to 24 outlets
APC | (various) SNMP monitoring card
Aphel | PDU
Apollo | 1000A
Apollo | 1000F
Appro | SWPDU 48 outlets
Atlantis Land | A03-P826
Baytech | RPC3 8 outlets
Baytech | RPC3-20NC 8 outlets
Baytech | RPC28-30NC 20 outlets
Baytech | various RPC
Belkin | Active Battery Backup BU30 series USB
Belkin | Home Office F6H350-SER
Belkin | Home Office F6H500-SER
Belkin | Home Office F6H650-SER
Belkin | F6H375-USB USB (<= 2005 models, vendor id: 050d)
Belkin | F6H375-USB USB (2007 models, vendor id: 0665)
Belkin | Office Series F6C550-AVR USB
Belkin | Regulator Pro F6C525-SER, F6C625-SER
Belkin | Resource
Belkin | Small Enterprise F6C1500-TW-RK serial port
Belkin | Small Enterprise F6C1500-TW-RK USB
Belkin | Universal UPS F6C100-UNV USB
Belkin | Universal UPS F6C120-UNV serial port
Belkin | Universal UPS F6C120-UNV USB
Belkin | Universal UPS F6C800-UNV serial port
Belkin | Universal UPS F6C800-UNV USB
Belkin | Universal UPS F6C1100-UNV serial port (<= 2005 models)
Belkin | Universal UPS F6C1100-UNV USB (<= 2005 models, vendor id: 050d)
Belkin | Universal UPS F6C1100-UNV USB (2007 models, vendor id: 0665)
Belkin | Universal UPS F6C1200-UNV USB (<= 2005 models, vendor id: 050d)
Belkin | Universal UPS F6C1200-UNV USB (2007 models, vendor id: 0665)
Belkin | Universal UPS F6H350deUNV serial port
Belkin | Universal UPS F6H350ukUNV serial port
Belkin | Universal UPS F6H500ukUNV serial port
Belkin | Universal UPS F6H650ukUNV serial port
Best Power | Fortress (old)
Best Power | Fortress (newer)
Best Power | Fortress Telecom
Best Power | Axxium Rackmount
Best Power | Patriot Pro
Best Power | Patriot Pro II
Best Power | Patriot INT51 cable
Best Power | Micro-Ferrups
Best Power | Fortress/Ferrups f-command support
Chloride | Desk Power 650 serial port
Cito Power | CPG-SR1000
Clary | ST-800
Compaq | T1500h
Compaq | R3000h
Compaq | R3000 XR
Compaq | R5500 XR
Cyber Power Systems | 1100AVR
Cyber Power Systems | 1200AVR
Cyber Power Systems | 1250AVR
Cyber Power Systems | 1500AVR
Cyber Power Systems | 1500AVR-HO
Cyber Power Systems | 320AVR
Cyber Power Systems | 500AVR
Cyber Power Systems | 550SL
Cyber Power Systems | 650AVR
Cyber Power Systems | 685AVR USB
Cyber Power Systems | 700AVR
Cyber Power Systems | 725SL
Cyber Power Systems | 800AVR
Cyber Power Systems | 800AVR USB
Cyber Power Systems | 850AVR
Cyber Power Systems | 900AVR
Cyber Power Systems | AE550 USB
Cyber Power Systems | BRG1000AVRLCD
Cyber Power Systems | BRG1350AVRLCD
Cyber Power Systems | BRG1500AVRLCD
Cyber Power Systems | BRG850AVRLCD
Cyber Power Systems | CP 1500C USB
Cyber Power Systems | CP1000AVRLCD
Cyber Power Systems | CP1000PFCLCD
Cyber Power Systems | CP1050EAVRLCD
Cyber Power Systems | CP1200SW JP
Cyber Power Systems | CP1300EPFCLCD
Cyber Power Systems | CP1350AVRLCD
Cyber Power Systems | CP1350EAVRLCD
Cyber Power Systems | CP1350PFCLCD
Cyber Power Systems | CP1350PFLCD
Cyber Power Systems | CP1500AVRLCD
Cyber Power Systems | CP1500EAVRLCD
Cyber Power Systems | CP1500EPFCLCD
Cyber Power Systems | CP1500PFCLCD
Cyber Power Systems | CP350HG
Cyber Power Systems | CP350HG-JP
Cyber Power Systems | CP350SLG
Cyber Power Systems | CP425SLG/CP425HGa
Cyber Power Systems | CP500SL-JP
Cyber Power Systems | CP550 JP
Cyber Power Systems | CP550SLG/CP550HGa
Cyber Power Systems | CP600LCD
Cyber Power Systems | CP625HGa
Cyber Power Systems | CP685AVRLCD-G
Cyber Power Systems | CP725AVRLCD-JP
Cyber Power Systems | CP750LCD/CP750LCDM
Cyber Power Systems | CP750SWLT JP
Cyber Power Systems | CP825AVRLCD
Cyber Power Systems | CP825AVRLCD-G
Cyber Power Systems | CP825LCD
Cyber Power Systems | CP850AVRLCD
Cyber Power Systems | CP850PFCLCD
Cyber Power Systems | CP900EPFCLCD
Cyber Power Systems | CP900SW JP
Cyber Power Systems | CPJ1200
Cyber Power Systems | CPS825VA
Cyber Power Systems | CST1400S
Cyber Power Systems | EC550G
Cyber Power Systems | EC650LCD
Cyber Power Systems | EC750G
Cyber Power Systems | EC850LCD
Cyber Power Systems | GX1325U
Cyber Power Systems | OL10000
Cyber Power Systems | OL10000E
Cyber Power Systems | OL10000ERT3U
Cyber Power Systems | OL10000ERT3UD
Cyber Power Systems | OL10000ERT3UDM
Cyber Power Systems | OL10000ERT3UM
Cyber Power Systems | OL10000HW
Cyber Power Systems | OL10000RT3U
Cyber Power Systems | OL10000RT3UPDU
Cyber Power Systems | OL1000ERTXL2U
Cyber Power Systems | OL1000EXL
Cyber Power Systems | OL1000RT JP
Cyber Power Systems | OL1000RTXL2U
Cyber Power Systems | OL1000XL
Cyber Power Systems | OL1000XL JP
Cyber Power Systems | OL10KRT3UHW
Cyber Power Systems | OL1500ERTXL2U
Cyber Power Systems | OL1500ERTXL2U
Cyber Power Systems | OL1500EXL
Cyber Power Systems | OL1500RT JP
Cyber Power Systems | OL1500RTXL2U
Cyber Power Systems | OL1500XL
Cyber Power Systems | OL1500XL JP
Cyber Power Systems | OL2000ERTXL2U
Cyber Power Systems | OL2200EXL
Cyber Power Systems | OL2200RT JP
Cyber Power Systems | OL2200RTXL2U
Cyber Power Systems | OL2200XL
Cyber Power Systems | OL2200XL JP
Cyber Power Systems | OL3000ERTXL2U
Cyber Power Systems | OL3000EXL
Cyber Power Systems | OL3000RT JP
Cyber Power Systems | OL3000RTXL2U
Cyber Power Systems | OL3000XL
Cyber Power Systems | OL3000XL JP
Cyber Power Systems | OL6000
Cyber Power Systems | OL6000E
Cyber Power Systems | OL6000ERT3U
Cyber Power Systems | OL6000ERT3UD
Cyber Power Systems | OL6000ERT3UDM
Cyber Power Systems | OL6000ERT3UM
Cyber Power Systems | OL6000HW
Cyber Power Systems | OL6000RT3U
Cyber Power Systems | OL6000RT3UPDU
Cyber Power Systems | OL6KRT3UHW
Cyber Power Systems | OL8000
Cyber Power Systems | OL8000E
Cyber Power Systems | OL8000ERT3U
Cyber Power Systems | OL8000ERT3UD
Cyber Power Systems | OL8000ERT3UDM
Cyber Power Systems | OL8000ERT3UM
Cyber Power Systems | OL8000ERT3UP
Cyber Power Systems | OL8000HW
Cyber Power Systems | OL8000RT3U
Cyber Power Systems | OL8000RT3UPDU
Cyber Power Systems | OL8KRT3UHW
Cyber Power Systems | OLS10000E
Cyber Power Systems | OLS1000E
Cyber Power Systems | OLS1000ERT2U
Cyber Power Systems | OLS1000ERTXL2U
Cyber Power Systems | OLS1000EXL
Cyber Power Systems | OLS1500E
Cyber Power Systems | OLS1500ERT2U
Cyber Power Systems | OLS1500ERTXL2U
Cyber Power Systems | OLS1500EXL
Cyber Power Systems | OLS2000E
Cyber Power Systems | OLS2000ERTXL2U
Cyber Power Systems | OLS2000EXL
Cyber Power Systems | OLS3000E
Cyber Power Systems | OLS3000EXL
Cyber Power Systems | OLS6000E
Cyber Power Systems | OR1000LCDRM1U
Cyber Power Systems | OR1500LCDRT2U
Cyber Power Systems | OR1500LCDRTXL2U
Cyber Power Systems | OR1500PFCRT2U
Cyber Power Systems | OR2200LCDRM2U USB
Cyber Power Systems | OR2200LCDRT2U
Cyber Power Systems | OR2200LCDRTXL2U
Cyber Power Systems | OR2200PFCRT2U
Cyber Power Systems | OR2200PFCRT2Ua
Cyber Power Systems | OR500LCDRM1U
Cyber Power Systems | Power99
Cyber Power Systems | PR1000 JP
Cyber Power Systems | PR1000ELCD
Cyber Power Systems | PR1000ELCDRT1U
Cyber Power Systems | PR1000ELCDRT2U
Cyber Power Systems | PR1000ELCDRTXL2U
Cyber Power Systems | PR1000-JP
Cyber Power Systems | PR1000LCD
Cyber Power Systems | PR1000LCDRM2U
Cyber Power Systems | PR1000LCDRT1U JP
Cyber Power Systems | PR1000LCDRT2U
Cyber Power Systems | PR1000LCDRTXL2U
Cyber Power Systems | PR1000LCDRTXL2Ua
Cyber Power Systems | PR1500 JP
Cyber Power Systems | PR1500ELCD
Cyber Power Systems | PR1500ELCDRT2U
Cyber Power Systems | PR1500ELCDRTXL2U
Cyber Power Systems | PR1500-JP
Cyber Power Systems | PR1500LCD
Cyber Power Systems | PR1500LCDRT2U
Cyber Power Systems | PR1500LCDRT2U JP
Cyber Power Systems | PR1500LCDRTXL2U
Cyber Power Systems | PR1500LCDRTXL2Ua
Cyber Power Systems | PR2000ELCDRTXL2U
Cyber Power Systems | PR2000LCD
Cyber Power Systems | PR2000SL JP
Cyber Power Systems | PR2200
Cyber Power Systems | PR2200ELCD
Cyber Power Systems | PR2200ELCDRT2U
Cyber Power Systems | PR2200ELCDRTXL2U
Cyber Power Systems | PR2200ELCDSL
Cyber Power Systems | PR2200LCD
Cyber Power Systems | PR2200LCDRT2U
Cyber Power Systems | PR2200LCDRTXL2U
Cyber Power Systems | PR2200LCDSL
Cyber Power Systems | PR3000E
Cyber Power Systems | PR3000ELCD
Cyber Power Systems | PR3000ELCDRT2U
Cyber Power Systems | PR3000ELCDRTXL2U
Cyber Power Systems | PR3000ELCDSL
Cyber Power Systems | PR3000LCD
Cyber Power Systems | PR3000LCDRT2U
Cyber Power Systems | PR3000LCDRTXL2U
Cyber Power Systems | PR3000LCDSL
Cyber Power Systems | PR3000SL JP
Cyber Power Systems | PR5000ELCDRTXL5U
Cyber Power Systems | PR5000LCDRTXL5U
Cyber Power Systems | PR500LCDRT1U
Cyber Power Systems | PR6000ELCDRTXL5U
Cyber Power Systems | PR6000LCDRTXL5U
Cyber Power Systems | PR750 JP
Cyber Power Systems | PR750ELCD
Cyber Power Systems | PR750-JP
Cyber Power Systems | PR750LCD
Cyber Power Systems | PR750LCD
Cyber Power Systems | PR750LCDRM1U
Cyber Power Systems | PR750LCDRT1U
Cyber Power Systems | PR750LCDRTXL2U
Cyber Power Systems | Value 400E USB
Cyber Power Systems | Value 600E USB
Cyber Power Systems | Value 800E USB
Eaton*1 | Ellipse MAX USBS 600/850/1100/1500 VA Serial cable
Eaton*1 | Evolution 650/850/1150/1550/2000 VA Serial port
Eaton*1 | Evolution S 1250/1750/2500/3000 VA Serial port
Eaton*1 | EX 700/1000/1500 VA Serial port
Eaton*1 | EX 2200/3000/3000 XL VA Serial port
Eaton*1 | EX 1000 RT2U / 1500 RT2U Serial port
Eaton*1 | MX 5/8/10/15/20 kVA Serial port
Eaton*1 | EX RT 1:1 7/11 kVA
Eaton*1 | EX RT 3:1 5/7/11 kVA
Eaton*1 | EX RT (XML/HTTP) NMC Transverse card (ref 66074)
Eaton*1 | EX RT (SNMP) NMC Transverse card (ref 66074)
Eaton*1 | BladeUPS (SNMP) ConnectUPS Web/SNMP Card
Eaton*1 | various models (XML/HTTP mode) NMC Minislot (Ref 66102)
Eaton*1 | various models (SNMP mode) NMC Minislot (Ref 66102)
Eaton*1 | various models (XML/HTTP mode) SNMP/Web Minislot card (ref 66244)
Eaton*1 | various models (SNMP mode) SNMP/Web Minislot card (ref 66244)
Eaton*1 | ePDU Managed
Eaton*1 | ePDU Monitored
Eaton*1 | Powerware 9130
Effekta | MI/MT/MH 2502 cable
Effekta | RM2000MH
Energy Sistem | (various)
ETA | mini+UPS WinNT/Upsoft cable
ETA | mini+UPS PRO UPS Explorer cable
Ever UPS | NET *-DPC
Ever UPS | AP *-PRO
Ever-Power | 625/1000
Exide | NetUPS SE
Fairstone | L525/L625/L750
Fenton Technologies | PowerPal P-series
Fenton Technologies | PowerPal L-series
Fenton Technologies | PowerOn
Fenton Technologies | PowerPure
Fideltronik | Ares 700 and larger
Fideltronik | Other Ares models
Fiskars | PowerRite MAX
Fiskars | PowerServer 10
Fiskars | PowerServer 30
Fiskars | 9200 UPS Information Unit
Forza Power Technologies | SL-1001 USB
Fuji Electric | UX100
Gamatronic | All models with alarm interface
Gamatronic | G-SmartCompact 2000
Gamatronic | MP110/210
Gamatronic | MS-T
Gamatronic | MS
Gamatronic | PS+E28
Geek Squad | GS1285U USB
Gemini | UPS625/UPS1000
HP | PowerTrust 2997A HP 5061-2575 cable
HP | R3000 XR
HP | R5500 XR
HP | R1500 G2
HP | R/T 2200 G2
HP | T500 older models
HP | T750 INTL
HP | T750 older models
HP | HP3488 Switch/Control Unit
IBM | Blade Center Management Module 15 outlets
ICS | 8064 Ethernet Relay Interface 16 outlets
INELT | Monolith 1000LT
Inform | GUARD Line Interactive AP model
Inform | Guard S 1500AP "" megatec
Inform | Informer Compact 1000VA "" megatec or blazer_ser
Infosec | iPEL 350
Infosec | iPEL 500
Infosec | iPEL 750
Infosec | iPEL 1000
Infosec | 500XP
Infosec | XP 500 USB
Infosec | XP 1000
IPMI
Ippon | Back Power Pro 400/500/600/700/800
Ippon | Back Power Pro 400/500/600/700/800 USB
Ippon | Back Comfo Pro 600/800
Ippon | Back Comfo Pro 600/800 USB
Ippon | Smart Power Pro 1000/1400/2000
Ippon | Smart Power Pro 1000/1400/2000 USB
Ippon | Smart Winner 750/1000/1500/2000/3000
Ippon | Smart Winner 750/1000/1500/2000/3000 USB
Ippon | (various)
Ippon | (various) USB
IVT | SCD series
Jageson Technology | Jasuny USPS
Kebo | 1200D/D Series
Krauler | UP-D1200VA USB
Krauler | UP-M500VA USB
Lestar | MD-800E
Liebert | ITON 600VA
Liebert | UPStation GXT2 contact-closure cable
Liebert | GXT2-3000RT230
Liebert | PowerSure Personal XT USB
Liebert | PowerSure PSA USB
LNXI | Icebox 10 outlets
Masterguard | (various)
Maxxtro | UPS 600 VA serial port
Mecer | ME-2000
Meta System | HF Line 1..4 boards
Meta System | HF Line \/2 5..8 boards
Meta System | HF Millennium 810
Meta System | HF Millennium 820
Meta System | HF TOP Line 910
Meta System | HF TOP Line 920
Meta System | HF TOP Line 930
Meta System | HF TOP Line 940
Meta System | HF TOP Line 950
Meta System | HF TOP Line 960
Meta System | HF TOP Line 970
Meta System | HF TOP Line 980
Meta System | ECO Network 750
Meta System | ECO Network 1000
Meta System | ECO Network 1050
Meta System | ECO Network 1500
Meta System | ECO Network 1800
Meta System | ECO Network 2000
Meta System | ECO Network 2100
Meta System | ECO Network 2500
Meta System | ECO Network 3000
Meta System | ECO 305
Meta System | ECO 308
Meta System | ECO 311
Meta System | ECO 511
Meta System | ECO 516
Meta System | ECO 519
Meta System | ECO 522
Meta System | ally HF 800
Meta System | ally HF 1000
Meta System | ally HF 1250
Meta System | ally HF 1600
Meta System | ally HF 2000
Meta System | ally HF 2500
Meta System | Megaline 1250
Meta System | Megaline 2500
Meta System | Megaline 3750
Meta System | Megaline 5000
Meta System | Megaline 6250
Meta System | Megaline 7500
Meta System | Megaline 8750
Meta System | Megaline 10000
MGE Office Protection Systems*1 | Protection Center 500/675 VA USB
MGE Office Protection Systems*1 | Protection Station 500/650/800 VA USB
MGE Office Protection Systems*1 | Ellipse ASR USBS 600/750/1000/1500 VA USB cable
MGE Office Protection Systems*1 | Ellipse MAX USBS 600/850/1100/1500 VA USB cable
MGE Office Protection Systems*1 | Evolution 650/850/1150/1550/2000 VA USB port
MGE Office Protection Systems*1 | Evolution S 1250/1750/2500/3000 VA USB port
MGE Office Protection Systems*1 | Pulsar 700/1000/1500 VA USB port
MGE Office Protection Systems*1 | Pulsar M 2200/3000 VA USB port
MGE Office Protection Systems*1 | Pulsar MX 5/8/10/15/20 kVA USB port
MGE Office Protection Systems*1 | Ellipse ASR USBS 600/750/1000/1500 VA Serial cable
MGE Office Protection Systems*1 | Ellipse MAX USBS 600/850/1100/1500 VA Serial cable
MGE Office Protection Systems*1 | Evolution 650/850/1150/1550/2000 VA Serial port
MGE Office Protection Systems*1 | Evolution S 1250/1750/2500/3000 VA Serial port
MGE Office Protection Systems*1 | Pulsar 700/1000/1500 VA Serial port
MGE Office Protection Systems*1 | Pulsar M 2200/3000 VA Serial port
MGE Office Protection Systems*1 | Pulsar MX 5/8/10/15/20 kVA Serial port
MGE Office Protection Systems*1 | Comet EX RT 1:1 7/11 kVA
MGE Office Protection Systems*1 | Comet EX RT 3:1 5/7/11 kVA
MGE Office Protection Systems*1 | Comet EX RT (XML/HTTP) NMC Transverse card (ref 66074)
MGE Office Protection Systems*1 | Comet EX RT (SNMP) NMC Transverse card (ref 66074)
MGE Office Protection Systems*1 | various models (XML/HTTP mode) NMC Minislot (Ref 66102)
MGE Office Protection Systems*1 | various models (SNMP mode) NMC Minislot (Ref 66102)
MGE Office Protection Systems*1 | various models (XML/HTTP mode) SNMP/Web Minislot card (ref 66244)
MGE Office Protection Systems*1 | various models (SNMP mode) SNMP/Web Minislot card (ref 66244)
MGE UPS SYSTEMS*1 | Comet EX RT USB
MGE UPS SYSTEMS*1 | Comet EX RT 3:1 USB
MGE UPS SYSTEMS*1 | Protection Center 420 USB
MGE UPS SYSTEMS*1 | Protection Center 500 USB
MGE UPS SYSTEMS*1 | Protection Center 675 USB
MGE UPS SYSTEMS*1 | NOVA AVR 600 USB USB
MGE UPS SYSTEMS*1 | NOVA AVR 1100 USB USB
MGE UPS SYSTEMS*1 | Pulsar Ellipse USBS USB
MGE UPS SYSTEMS*1 | Pulsar Ellipse USB USB
MGE UPS SYSTEMS*1 | Pulsar Ellipse Premium USBS USB
MGE UPS SYSTEMS*1 | Pulsar Ellipse Premium USB USB
MGE UPS SYSTEMS*1 | Ellipse Office 600 USB
MGE UPS SYSTEMS*1 | Ellipse Office 750 USB
MGE UPS SYSTEMS*1 | Ellipse Office 1000 USB
MGE UPS SYSTEMS*1 | Ellipse Office 1500 USB
MGE UPS SYSTEMS*1 | Ellipse MAX 600 USB
MGE UPS SYSTEMS*1 | Ellipse MAX 850 USB
MGE UPS SYSTEMS*1 | Ellipse MAX 1100 USB
MGE UPS SYSTEMS*1 | Ellipse MAX 1500 USB
MGE UPS SYSTEMS*1 | Pulsar Evolution USB
MGE UPS SYSTEMS*1 | Evolution 650 USB
MGE UPS SYSTEMS*1 | Evolution 850 USB
MGE UPS SYSTEMS*1 | Evolution 1150 USB
MGE UPS SYSTEMS*1 | Evolution S 1250 USB
MGE UPS SYSTEMS*1 | Evolution 1550 USB
MGE UPS SYSTEMS*1 | Evolution S 1750 USB
MGE UPS SYSTEMS*1 | Evolution 2000 USB
MGE UPS SYSTEMS*1 | Evolution S 2500 USB
MGE UPS SYSTEMS*1 | Evolution S 3000 USB
MGE UPS SYSTEMS*1 | Pulsar M 2200 USB
MGE UPS SYSTEMS*1 | Pulsar M 3000 USB
MGE UPS SYSTEMS*1 | Pulsar M 3000 XL USB
MGE UPS SYSTEMS*1 | Pulsar 700 USB
MGE UPS SYSTEMS*1 | Pulsar 1000 USB
MGE UPS SYSTEMS*1 | Pulsar 1500 USB
MGE UPS SYSTEMS*1 | Pulsar 1000 RT2U USB
MGE UPS SYSTEMS*1 | Pulsar 1500 RT2U USB
MGE UPS SYSTEMS*1 | Pulsar MX 4000 RT USB
MGE UPS SYSTEMS*1 | Pulsar MX 5000 RT USB
MGE UPS SYSTEMS*1 | Comet / Galaxy (USB) USB Card (ref 66067)
MGE UPS SYSTEMS*1 | NOVA AVR 600 Serial
MGE UPS SYSTEMS*1 | NOVA AVR 1100 Serial
MGE UPS SYSTEMS*1 | Pulsar Ellipse USBS Serial cable
MGE UPS SYSTEMS*1 | Pulsar Ellipse S
MGE UPS SYSTEMS*1 | Pulsar Ellipse Premium USBS Serial cable
MGE UPS SYSTEMS*1 | Pulsar Ellipse Premium S
MGE UPS SYSTEMS*1 | Ellipse Office 600 Serial cable
MGE UPS SYSTEMS*1 | Ellipse Office 750 Serial cable
MGE UPS SYSTEMS*1 | Ellipse Office 1000 Serial cable
MGE UPS SYSTEMS*1 | Ellipse Office 1500 Serial cable
MGE UPS SYSTEMS*1 | Ellipse MAX 600 Serial cable
MGE UPS SYSTEMS*1 | Ellipse MAX 850 Serial cable
MGE UPS SYSTEMS*1 | Ellipse MAX 1100 Serial cable
MGE UPS SYSTEMS*1 | Ellipse MAX 1500 Serial cable
MGE UPS SYSTEMS*1 | Pulsar EXtreme C / EX RT
MGE UPS SYSTEMS*1 | Comet EX RT Serial port
MGE UPS SYSTEMS*1 | Comet EX RT 3:1 Serial port
MGE UPS SYSTEMS*1 | Pulsar Esprit
MGE UPS SYSTEMS*1 | Evolution 650 Serial port
MGE UPS SYSTEMS*1 | Evolution 850 Serial port
MGE UPS SYSTEMS*1 | Evolution 1150 Serial port
MGE UPS SYSTEMS*1 | Evolution S 1250 Serial port
MGE UPS SYSTEMS*1 | Evolution 1550 Serial port
MGE UPS SYSTEMS*1 | Evolution S 1750 Serial port
MGE UPS SYSTEMS*1 | Evolution 2000 Serial port
MGE UPS SYSTEMS*1 | Evolution S 2500 Serial port
MGE UPS SYSTEMS*1 | Evolution S 3000 Serial port
MGE UPS SYSTEMS*1 | Pulsar M 2200 Serial port
MGE UPS SYSTEMS*1 | Pulsar M 3000 Serial port
MGE UPS SYSTEMS*1 | Pulsar M 3000 XL Serial port
MGE UPS SYSTEMS*1 | Pulsar 700 Serial port
MGE UPS SYSTEMS*1 | Pulsar 1000 Serial port
MGE UPS SYSTEMS*1 | Pulsar 1500 Serial port
MGE UPS SYSTEMS*1 | Pulsar 1000 RT2U Serial port
MGE UPS SYSTEMS*1 | Pulsar 1500 RT2U Serial port
MGE UPS SYSTEMS*1 | Pulsar MX 4000 RT Serial port
MGE UPS SYSTEMS*1 | Pulsar MX 5000 RT Serial port
MGE UPS SYSTEMS*1 | Pulsar Evolution Serial port
MGE UPS SYSTEMS*1 | Pulsar EXtreme C
MGE UPS SYSTEMS*1 | Pulsar ES+
MGE UPS SYSTEMS*1 | Pulsar ESV+
MGE UPS SYSTEMS*1 | Pulsar SV
MGE UPS SYSTEMS*1 | Pulsar ESV
MGE UPS SYSTEMS*1 | Pulsar EX
MGE UPS SYSTEMS*1 | Pulsar EXL
MGE UPS SYSTEMS*1 | Pulsar PSX
MGE UPS SYSTEMS*1 | Pulsar SX
MGE UPS SYSTEMS*1 | Pulsar EXtreme
MGE UPS SYSTEMS*1 | Comet EXtreme
MGE UPS SYSTEMS*1 | Comet / Galaxy (Serial) Utalk Serial Card (ref 66060)
MGE UPS SYSTEMS*1 | Comet / Galaxy (Serial) HID COM Serial Card (ref 66066)
MGE UPS SYSTEMS*1 | Pulsar / Comet / Galaxy (SNMP) SNMP/Web Transverse card (ref 66074)
MGE UPS SYSTEMS*1 | various models (XML/HTTP mode) NMC Minislot (Ref 66102)
MGE UPS SYSTEMS*1 | various models (SNMP mode) NMC Minislot (Ref 66102)
MGE UPS SYSTEMS*1 | Pulsar (XML/HTTP mode) SNMP/Web Minislot card (ref 66244)
MGE UPS SYSTEMS*1 | Pulsar (SNMP mode) SNMP/Web Minislot card (ref 66244)
MGE UPS SYSTEMS*1 | Pulsar / Comet / Galaxy (SNMP) SNMP card (ref 66062)
MGE UPS SYSTEMS*1 | Pulsar (SNMP) SNMP card (ref 66045)
MGE UPS SYSTEMS*1 | UM-Link (SNMP) Not a UPS (ref 66850)
MicroDowell | B.Box BP 500
MicroDowell | B.Box BP 750
MicroDowell | B.Box BP 1000
MicroDowell | B.Box BP 1500
MicroDowell | Enterprise B8
MicroDowell | Enterprise B10
MicroDowell | Enterprise N8
MicroDowell | Enterprise N11
MicroDowell | Enterprise N15
MicroDowell | Enterprise N20
MicroDowell | Enterprise N22
MicroDowell | Enterprise N30
MicroDowell | Enterprise N40
MicroDowell | Enterprise N50
MicroDowell | Enterprise N60
MicroDowell | Enterprise HiBox ST
Microsol | Solis 1.0 1000VA
Microsol | Solis 1.5 1500VA
Microsol | Solis 2.0 2000VA
Microsol | Solis 3.0 3000VA
Microsol | Rhino 6.0 6000VA
Microsol | Rhino 7.5 7500VA
Microsol | Rhino 10.0 10000VA
Microsol | Rhino 20.0 20000VA
Mustek | Powermust 400VA Plus
Mustek | Powermust 600VA Plus
Mustek | Powermust 800VA Pro
Mustek | Powermust 1000VA Plus
Mustek | Powermust 1400VA Plus
Mustek | Powermust 2000VA USB
Mustek | Powermust Office 650 USB
Mustek | PowerMust 424 / 636 / 848 USB
Mustek | Various
Neus | 400va / 600va
Nitram | Elite 500
Nitram | Elite 2002
Nitram | Elite 2005
Omron | BN50T
Omron | BN75T
Omron | BN100T
Omron | BN150T
Omron | BN220T
Omron | BN300T
Omron | VX35F
Oneac | ON400 advanced interface
Oneac | ON600 advanced interface
Oneac | ON900 advanced interface
Oneac | ON1300 advanced interface
Oneac | EG Series advanced interface
Oneac | ON700 advanced interface
Oneac | ON700XAU advanced interface
Oneac | ON700XIU advanced interface
Oneac | ON1000 advanced interface
Oneac | ON1000XAU advanced interface
Oneac | ON1000XIU advanced interface
Oneac | ON1500 advanced interface
Oneac | ON1500XAU advanced interface
Oneac | ON1500XIU advanced interface
Oneac | ON2000 advanced interface
Oneac | ON2000XAU advanced interface
Oneac | ON2000XIU advanced interface
Online | P-Series
Online | Zinto D
OnLite | AQUA 50
Opti-UPS | PowerES 420E
Orvaldi Power Protection | various not 400 or 600
Phantom | Rackable Systems 1 outlets
Phasak | 400VA / 600VA
Plexus | 500VA USB
Plexus | 1000VA Pro USB
Powercom | SMK
Powercom | SXL
Powercom | ULT
Powercom | Trust 425/625
Powercom | Advice Partner/King Pr750
Powercom | Black Knight PRO
Powercom | Black Knight PRO USB (2009 models, product id: 00a6)
Powercom | Smart KING Pro (all Smart series) powercom
Powercom | Smart KING Pro (all Smart series) USB (2009 models, product id: 00a3)
Powercom | Imperial
Powercom | Imperial USB (2009 models, product id: 00a2)
Powercom | Vanguard
Powercom | Vanguard USB (2009 models, product id: 00a5)
Powercom | WOW USB (<= 2009 models, product id: 0002)
Powercom | WOW USB (2009 models, product id: 00a4)
Powercom | (various) USB (<= 2009 models, product id: 0002)
Powercom | (various) USB (2009 models, product id: 00a?)
PowerGuard | PG-600
PowerKinetics | 9001
PowerKinetics | BlackOut Buster
PowerMan | RealSmart 800
PowerMan | RealSmart 1000
PowerMan | BackPro
PowerTech | Comp1000 DTR cable power
PowerTech | SMK-800
PowerWalker | Line-Interactive VI 1000
PowerWalker | Line-Interactive VI 400/800
PowerWalker | Line-Interactive VI 600
Powerware | 3110
Powerware | 3115
Powerware | 5119, 5125
Powerware | 5119 RM
Powerware | PW3105
Powerware | PW5110
Powerware | PW5115 Serial port
Powerware | PW5115 USB port
Powerware | PW5125
Powerware | PW9120 Serial port
Powerware | PW9120 USB port
Powerware | PW9125
Powerware | PW9315 3-phase
Powerware | 9110
Powerware | 9120
Powerware | 9150
Powerware | 9305
Powerware | BladeUPS (SNMP) ConnectUPS Web/SNMP Card
Powerware | (various) ConnectUPS Web/SNMP card
Powerwell | PM525A/-625A/-800A/-1000A/-1250A
Raritan | Intelligent PDU - Dominion PX
Raritan | Metered PDU - Raritan PM
Raritan | Switched PDU - Raritan RPC
Repotec | RPF525/625/800/1000
Repotec | RPT-800A
Repotec | RPT-162A
SmartLabs | 2412S Power Line Modem for X10/Insteon
SMS (Brazil) | Manager III
Socomec | NeTYS-PE 600VA megatec
Socomec Sicon | Egys 420 VA
Socomec Sicon | Netvision UPS equipped with Netvision WEB/SNMP card/external box
SOLA | 305 cable INT-0025C
SOLA | 325
SOLA | 520
SOLA | 610 use ID= in ups.conf
SOLA | 620
SOLA | 330
SOLA/BASIC Mexico | various ISBMEX protocol
Soltec | Winmate 525/625/800/1000
Soyntec | Sekury C 500
Soyntec | Sekury C 800
SquareOne Power | QP1000
Sun | ILOM Management Module 1 outlet
SuperPower | HP360, Hope-550
SVEN | Power Pro+ series USB
SVEN | Power Smart RM 2000 USB
Sweex | 500/1000 smart - shipped with SafeNet
Sweex | 500/1000
Sweex | 1000 USB
Sweex | (various)
Sysgration | UPGUARDS Pro650
Tecnoware | Easy Power 1200
Tripp-Lite | INTERNETOFFICE700 USB
Tripp-Lite | OMNIVS1000 USB
Tripp-Lite | OMNIVS1500XL USB
Tripp-Lite | SMART700USB USB
Tripp-Lite | SMART1500RM2U USB
Tripp-Lite | SMART550USB USB
Tripp-Lite | SMART2200RMXL2U USB, older models
Tripp-Lite | SmartUPS
Tripp-Lite | SmartOnline
Tripp-Lite | (various) Lan 2.2 interface - black 73-0844 cable
Tripp-Lite | OMNI1000LCD "USB" "usbhid-ups"
Tripp-Lite | OMNI900LCD "USB" "usbhid-ups"
Tripp-Lite | OMNI650LCD "USB" "usbhid-ups"
Tripp-Lite | 1500 LCD USB "usbhid-ups"
Tripp-Lite | AVR550U USB "usbhid-ups"
Tripp-Lite | AVR750U USB
Tripp-Lite | ECO550UPS USB
Tripp-Lite | SmartOnline SU1500RTXL2ua USB
Tripp-Lite | smart2200RMXL2U USB, newer models
Trust | UPS 1000 Management PW-4105
Trust | UPS 1200VA Management PW-4120M
Trust | UPS 1300VA Management PW-4130M
UNITEK | ALPHA 500 IC
UNITEK | Alpha 1000is
UNITEK | Alpha 500
UNITEK | Alpha 500 ipE
UNITEK | Alpha 2600
UNITEK | Alpha 1200Sx USB
UNITEK | Alpha 1250xD USB
UPSonic | CXR1000
UPSonic | LAN Saver 600
UPSonic | Power Guardian
UPSonic | PrOffice 650 USB
UPSonic | DS-800 USB
Various | (various) SEC protocol
Various | (various) Generic RUPS model
Various | (various) Generic RUPS 2000 (Megatec M2501 cable)
Various | (various) Q1 / Megatec protocol
Various | (various) PhoenixTec protocol
Various | (various) SNMP - RFC 1628
Various | (various) Safenet software
Victron/IMV | (various)
Victron/IMV | Lite crack cable
Viewsonic | PowerES 420E
WinPower | CPM-800
WTI | RPS-10 10 outlets
WTI | NPS 8 outlets
*1 Since 2011 Eaton/MGE policy changed thus would have some compatibilty issue from new production UPS.
http://www.networkupstools.org/acknowledgements.html#Eaton

## NIC
Extra NIC and 10G Switch Compatibility List
Intel 1Gb
Series | Model | Socket | Port | P/N | Recently Updated
Gigabit Server Adapter | PRO/1000 PT Dual Port | RJ45 | Dual |  | OK 2014/01/28
Gigabit Server Adapter | PRO/1000 PT Quad Port | RJ45 | Quad |  | OK 2013/07/22
Gigabit Server Adapter | PRO/1000 PT Quad Port LP | RJ45 | Quad |  | OK 2012/02/03
Emulex 10Gb
Series | Model | Socket | Port | P/N | Recently Updated
OneConnect Network Adapters | OCe10102-NX | SFP+ | Dual |  | OK 2014/01/28
OneConnect Network Adapters | OCe11102-NX | SFP+ | Dual |  | OK 2014/01/28
Intel 10Gb
Series | Model | Socket | Port | P/N | Recently Updated
Ethernet Server Adapter X520 | X520-T2 | RJ45 | Dual | E10G42BT | OK 2014/01/28
Ethernet Server Adapter X520 | X520-SR1 | GBIC included | Single | E10G41BFSR | OK 2010/06/24
Ethernet Server Adapter X520 | X520-SR2 | GBIC included | Dual | E10G42BFSR | OK 2010/06/24
Ethernet Server Adapter X520 | X520-DA2 (*1) | SFP+ | Dual | E10G42BTDA | OK 2014/07/11
CX4 Server Adapter | CX4 | CX4 | Dual | - | OK 2014/01/28
Ethernet Server Adapter X540 | X540-T2 (2 port low profile) | RJ45 | Dual | - | OK 2014/01/28
Ethernet Server Adapter X540 | Caswell NIC-53020 (low pro.) | RJ45 | Dual | - | OK 2016/04/18
Ethernet Server Adapter X540 | Caswell NIC-53040 (full h.) | RJ45 | Quad | - | OK 2016/04/18
Ethernet Server Adapter XL710 | Caswell NIC-54040 (full h.) | SFP+ | Quad | - | OK 2016/04/18
Ethernet Server Adapter X520 | Caswell NIC-54020 | SFP+ | Dual |  | OK 2017/02/06
ATTO 10Gb
Series | Model | Socket | Port | P/N | Recently Updated
FastFrame CS12 | FFRM-CS12-000 |  | Dual |  | OK 2013/09/16
FastFrame NS12 | FFRM-NS12-000 |  | Dual |  | OK 2013/10/22
Thecus 10Gb
Series | Model | Socket | Port | P/N | Recently Updated
C10GT NIC (Tehuti) | C10GT | CX4, SFP+ each | Dual |  | OK 2014/01/28
C10GT NIC (Tehuti) | C10GTR | RJ45 | Single |  | OK 2014/03/05
Ethernet Server Adapter X520 | C10GI599F2 | SFP+ | Dual |  | OK 2017/02/06
Ethernet Server Adapter X540 | C10GI540T2 | RJ45 | Dual |  | OK 2017/02/06
10G Switch
Brand*9 | Model | Socket | Port | P/N | Recently Updated
Allied Telesis | AT-x510-28GTX | RJ45 /1GFSP / 10GSF | 24 / 0 / 4 | LINK | OK 2014/04/01
Dlink | DGS-3420-28TC | RJ45 /1GFSP / 10GSF | 20 / 4 / 4 | LINK | OK 2014/04/01
Netgear | PROSAFE XS712T | 0G RJ45 / 10G BASE- | 12 / 2 | LINK | OK 2014/04/01
Note 1. X520-DA2 needs Intel SFP+ SR Fiber Optical module (Intel P/N: E10GSFPSR). Reference URL- http://www.intel.com/support/network/adapter/pro100/sb/CS-030160.htm